{"text_format":"1","workbook":"xlsx","n_sheets":20,"sheets":["00はじめに","流出係数算出","流入量定義","降雨強度","01流出計算（Q-Tグラフ）","浸透施設能力","浸透施設能力（貯留浸透モデル_道路管理者用）","比浸透量","02流出計算（QT-Sグラフ）","03-①調整池容量の概算","04-①調節計算（自然調節方式）","04-②調節計算（2段）","04-③調節計算（ポンプ）","１．行為区域の概要","２．使用降雨強度及びピーク流入量","３．流出抑制施設諸元 （一定量）","３．流出抑制施設諸元 （浸透施設）","３．流出抑制施設諸元（調整池諸元）","３．流出抑制施設諸元（調整池諸元_ポンプ排水）","３．流出抑制施設諸元 （調節計算結果）"],"not_rendered":{"charts":6,"images":6,"macros":1,"external_links":0,"defined_names":1,"comments":0,"pivot_tables":0},"unopened":[],"bounds":{"document_bytes":16777216,"sheet_cells":100000,"rows_first":2000,"rows_last":500,"rows_between":2000,"halvings":0,"cell_chars":16384,"cell_head_chars":4096},"cells_cut":0,"cells_raw":0,"read":"whole","date_system":"1900"}

{"sheet":"00はじめに","index":0,"n_rows":1,"n_cols":1,"rows_kept":1,"cut":false,"hidden":false,"merged":[]}
["※計算フローは以下の通りです。"]

{"sheet":"流出係数算出","index":1,"n_rows":32,"n_cols":10,"rows_kept":32,"cut":false,"hidden":false,"merged":[[7,1,7,4],[27,1,31,3],[1,4,2,5],[24,2,26,3],[19,1,26,1],[4,1,4,7],[19,2,20,3],[6,1,6,3],[21,2,23,3],[8,1,18,1],[8,2,18,3]]}
[null,null,null,null,null,null,null,null,"行為前Σan","行為後Σan"]
[null,null,null,null,"流出係数算定結果",null,"行為前","行為後",{"$f":"SUM($G$9:$G$96)","v":0},{"$f":"SUM($H$9:$H$96)","v":0}]
[null,null,null,null,null,null,{"$f":"$I$4/$I$2","v":{"$error":"#DIV/0!"}},{"$f":"$J$4/$J$2","v":{"$error":"#DIV/0!"}},"行為前Σ(fn*an)","行為後Σ(fn*an)"]
[null,null,null,null,null,null,null,null,{"$f":"SUM($I$9:$I$96)","v":0},{"$f":"SUM($J$9:$J$96)","v":0}]
[null,"雨水浸透阻害行為の技術基準として設定する流出係数"]
[]
[null,"区分",null,null,"土地利用の形態の細区分","流出係数","行為前面積\n（ha）","行為後面積\n（ha）"]
[null,"計",null,null,null,"－",{"$f":"SUM(G9:G32)","v":0},{"$f":"SUM(H9:H32)","v":0}]
[null,"宅地等に該当する土地","第１号関連",null,"宅地",0.9,null,null,{"$f":"$F9*$G9","v":0},{"$f":"$F9*$H9","v":0}]
[null,null,null,null,"池沼",1,null,null,{"$f":"$F10*$G10","v":0},{"$f":"$F10*$H10","v":0}]
[null,null,null,null,"水路",1,null,null,0,0]
[null,null,null,null,"ため池",1,null,null,0,0]
[null,null,null,null,"道路(法面を有しないもの）",0.9,null,null,0,0]
[null,null,null,null,"道路（法面を有するもの）",null,null,null,0,0]
[null,null,null,null,"鉄道線路（法面を有しないもの）",0.9,null,null,0,0]
[null,null,null,null,"鉄道線路（法面を有するもの）",null,null,null,0,0]
[null,null,null,null,"飛行場（法面を有しないもの）",0.9,null,null,0,0]
[null,null,null,null,"飛行場（法面を有するもの）",null,null,null,0,0]
[null,null,null,null,"太陽光パネル",0.9,null,null,0,0]
[null,"宅地等以外の土地","第２号\n関　連",null,"不浸透性材料により舗装された土地（法面を除く）",0.95,null,null,0,0]
[null,null,null,null,"不浸透性材料により覆われた法面",1,null,null,0,0]
[null,null,"第３号\n関　連",null,"ゴルフ場（雨水を排除するための排水施設を伴うものに限る）",0.5,null,null,0,0]
[null,null,null,null,"運動場その他これに類する施設（雨水を排除するための排水施設を伴うものに限る）",0.8,null,null,0,0]
[null,null,null,null,"ローラーその他これに類する建設機械を用いて締め固められた土地",0.5,null,null,0,{"$f":"$F24*$H24","v":0}]
[null,null,"上記第１号から第３号に掲げる土地以外の土地",null,"山地",0.3,null,null,0,0]
[null,null,null,null,"人工的に造成され植生に覆われた法面",0.4,null,null,0,0]
[null,null,null,null,"林地、耕地、原野その他ローラーその他これに類する建設機械を用いて締め固められていない土地",0.2,null,null,{"$f":"$F27*$G27","v":0},0]
[null,"そ\n\n\nの\n\n\n他",null,null,null,null,null,null,0,0]
[null,null,null,null,null,null,null,null,0,0]
[null,null,null,null,null,null,null,null,0,0]
[null,null,null,null,null,null,null,null,0,0]
[null,null,null,null,null,null,null,null,0,0]

{"sheet":"流入量定義","index":2,"n_rows":147,"n_cols":2,"rows_kept":147,"cut":false,"hidden":false,"merged":[]}
["※流出計算を実行する場合、記入する必要はありません。"]
["時刻","行為後流入量"]
["00:00:00"]
["00:10:00"]
["00:20:00"]
["00:30:00"]
["00:40:00"]
["00:50:00"]
["01:00:00"]
["01:10:00"]
["01:20:00"]
["01:30:00"]
["01:40:00"]
["01:50:00"]
["02:00:00"]
["02:10:00"]
["02:20:00"]
["02:30:00"]
["02:40:00"]
["02:50:00"]
["03:00:00"]
["03:10:00"]
["03:20:00"]
["03:30:00"]
["03:40:00"]
["03:50:00"]
["04:00:00"]
["04:10:00"]
["04:20:00"]
["04:30:00"]
["04:40:00"]
["04:50:00"]
["05:00:00"]
["05:10:00"]
["05:20:00"]
["05:30:00"]
["05:40:00"]
["05:50:00"]
["06:00:00"]
["06:10:00"]
["06:20:00"]
["06:30:00"]
["06:40:00"]
["06:50:00"]
["07:00:00"]
["07:10:00"]
["07:20:00"]
["07:30:00"]
["07:40:00"]
["07:50:00"]
["08:00:00"]
["08:10:00"]
["08:20:00"]
["08:30:00"]
["08:40:00"]
["08:50:00"]
["09:00:00"]
["09:10:00"]
["09:20:00"]
["09:30:00"]
["09:40:00"]
["09:50:00"]
["10:00:00"]
["10:10:00"]
["10:20:00"]
["10:30:00"]
["10:40:00"]
["10:50:00"]
["11:00:00"]
["11:10:00"]
["11:20:00"]
["11:30:00"]
["11:40:00"]
["11:50:00"]
["12:00:00"]
["12:10:00"]
["12:20:00"]
["12:30:00"]
["12:40:00"]
["12:50:00"]
["13:00:00"]
["13:10:00"]
["13:20:00"]
["13:30:00"]
["13:40:00"]
["13:50:00"]
["14:00:00"]
["14:10:00"]
["14:20:00"]
["14:30:00"]
["14:40:00"]
["14:50:00"]
["15:00:00"]
["15:10:00"]
["15:20:00"]
["15:30:00"]
["15:40:00"]
["15:50:00"]
["16:00:00"]
["16:10:00"]
["16:20:00"]
["16:30:00"]
["16:40:00"]
["16:50:00"]
["17:00:00"]
["17:10:00"]
["17:20:00"]
["17:30:00"]
["17:40:00"]
["17:50:00"]
["18:00:00"]
["18:10:00"]
["18:20:00"]
["18:30:00"]
["18:40:00"]
["18:50:00"]
["19:00:00"]
["19:10:00"]
["19:20:00"]
["19:30:00"]
["19:40:00"]
["19:50:00"]
["20:00:00"]
["20:10:00"]
["20:20:00"]
["20:30:00"]
["20:40:00"]
["20:50:00"]
["21:00:00"]
["21:10:00"]
["21:20:00"]
["21:30:00"]
["21:40:00"]
["21:50:00"]
["22:00:00"]
["22:10:00"]
["22:20:00"]
["22:30:00"]
["22:40:00"]
["22:50:00"]
["23:00:00"]
["23:10:00"]
["23:20:00"]
["23:30:00"]
["23:40:00"]
["23:50:00"]
["24:00"]

{"sheet":"降雨強度","index":3,"n_rows":146,"n_cols":32,"rows_kept":146,"cut":false,"hidden":false,"merged":[[2,13,2,17]]}
["※降雨は対象地域の降雨に変更して下さい"]
["時","分","降雨量\n（mm/h）","時","分","降雨量\n（mm/h）","時","分","降雨量\n（mm/h）","時","分","降雨量\n（mm/h）",null,null,null,null,null,null,null,null,"タルボット","シャーマン","久野・石黒","クリーブランド","久野・石黒 任意のn"]
[0,"0－10",4.7,6,"0－10",7.6,12,"0－10",86.1,18,"0－10",7.4,null,"降雨強度式",null,null,null,null,null,1,148.95402139185998,791.21481488120367,183.88548006745009,163.60599588234075,163.60599588234075,2.6308352497085252,null,148.95402139185998,791.21481488120367,183.88548006745009,163.60599588234075,163.60599588234075]
[null,"10－20",4.8,null,"10－20",7.8,null,"10－20",54.5,null,"10－20",7.3,null,null,null,null,null,null,null,2,84.184363215162506,98.331325671134323,168.0740876398109,118.21498450861438,118.21498450861438,2.6666906779080364,null,116.56919230351124,444.77307027616899,175.97978385363049,140.91049019547756,140.91049019547756]
[null,"20－30",4.8,null,"20－30",7.9,null,"20－30",41.4,null,"20－30",7.1,null,4,null,null,null,null,null,3,54.115834519685279,63.091862394792884,159.11963645142356,93.295484173965121,93.295484173965121,2.7035923392318182,null,95.751406375569246,317.54600098237694,170.35973471956152,125.03882152164009,125.03882152164009]
[null,"30－40",4.9000000000000004,null,"30－40",8.1,null,"30－40",33.9,null,"30－40",7,null,null,null,null,null,null,null,4,37.715854363708161,47.45997460447461,152.4942821542619,76.964415194335459,76.964415194335459,2.7415869394410493,null,81.242518372603982,250.02449438790137,165.89337157823661,113.02021993981393,113.02021993981393]
[null,"40－50",4.9000000000000004,null,"40－50",8.3000000000000007,null,"40－50",28.9,null,"40－50",6.9,null,null,"タルボット式　I = a / ( t + b)",null,null,null,null,5,27.789976512873807,38.43511850666664,147.16700307721248,65.364843092208503,65.364843092208503,2.7807239998760451,null,70.552010000657944,207.70661921165441,162.14809787803179,103.48914457029284,103.48914457029284]
[null,"50－60",5,null,"50－60",8.5,null,"50－60",25.4,null,"50－60",6.8,null,null,"シャーマン式 I = a / tn",null,null,null,null,6,21.32681551214722,32.497732645739688,142.68803247942685,56.692463673764792,56.692463673764792,2.8210560720756348,null,62.347810919239492,178.50513811733529,158.90475364493096,95.689697754204829,95.689697754204829]
[1,"0－10",5,7,"0－10",8.6,13,"0－10",22.8,19,"0－10",6.7,null,null,"久野・石黒  I = a / (t0.5 + b)",null,null,null,null,7,16.883497524304744,28.268541738627619,138.81397295555496,49.966984011915088,49.966984011915088,2.862638972255354,null,55.852909005677382,157.04276720609136,156.03464211787724,89.157881505306293,89.157881505306293]
[null,"10－20",5.0999999999999996,null,"10－20",8.9,null,"10－20",20.7,null,"10－20",6.6,null,null,"クリーブランド　I = a / (tn + b)",null,null,null,null,8,13.697781684066058,25.089707432251771,135.39613801439032,44.60434799152813,44.60434799152813,2.9055320378192846,null,50.58351809047597,140.5486347343614,153.45482910494138,83.588689816084027,83.588689816084027]
[null,"20－30",5.0999999999999996,null,"20－30",9.1,null,"20－30",19,null,"20－30",6.5,null,null,"久野・石黒変形　任意のn",null,null,null,null,9,11.335993385593554,22.605578431381446,132.33620348058048,40.23330169745725,40.23330169745725,2.9497984083466235,null,46.222682012155701,127.44385070069697,151.10831514667905,78.771424469569936,78.771424469569936]
[null,"30－40",5.2,null,"30－40",9.3000000000000007,null,"30－40",18.2,null,"30－40",6.4,null,null,null,null,null,null,null,10,9.5365579499661521,20.606215238597315,129.56537759848834,36.606065996855136,36.606065996855136,2.9955053338121616,null,42.554069605936746,116.760087154487,148.95402139185998,74.554888622298463,74.554888622298463]
[null,"40－50",5.2,null,"40－50",9.6,null,"40－50",17.100000000000001,null,"40－50",6.3,null,null,null,null,null,null,null,11,8.1340713953184149,18.959321046337436,127.03344950852056,33.55079428544957,33.55079428544957,3.0427245131652398,null,39.424978859516898,107.86910841738249,146.96124212973822,70.827243682584921,70.827243682584921]
[null,"50－60",5.3,null,"50－60",9.8000000000000007,null,"50－60",16.100000000000001,null,"50－60",6.2,null,null,"降雨強度式",null,null,null,null,12,7.0197768790241639,17.577194837860134,124.70253952995904,30.944522139264791,30.944522139264791,3.0915324667894311,null,36.724545361142503,100.34478228575563,145.10635024642329,67.503683553974909,67.503683553974909]
[2,"0－10",5.4,8,"0－10",10.1,14,"0－10",15.2,20,"0－10",6.1,null,null,"a",null,null,null,null,13,6.1197766381159795,16.399296815601929,122.54330213144726,28.696945861766153,28.696945861766153,3.1420109468626833,null,34.370332382448154,93.887437249589951,143.37073116065591,64.518549885343475,64.518549885343475]
[null,"10－20",5.4,null,"10－20",10.4,null,"10－20",14.5,null,"10－20",6,null,null,"b",null,null,null,null,14,5.3824319424184637,15.38242886709304,120.53250179788597,26.740270240686755,26.740270240686755,3.1942473901724497,null,32.299768065303176,88.279936650840185,141.73942906331519,61.820101339296563,61.820101339296563]
[null,"20－30",5.5,null,"20－30",10.7,null,"20－30",13.8,null,"20－30",5.9,null,null,"n",null,null,null,null,15,4.7707745723318453,14.494903430632121,118.65140175082843,25.022624602572705,25.022624602572705,3.248335418575607,null,30.464501832438422,83.360934436159638,140.20022724248275,59.366936223514969,59.366936223514969]
[null,"30－40",5.5,null,"30－40",11.1,null,"30－40",13.2,null,"30－40",5.9,null,null,null,null,null,null,null,16,4.2577742688472426,13.712925839220361,116.88465652395689,23.503662134810497,23.503662134810497,3.3043753930435287,null,28.826581359713973,79.007933898850936,138.74300407257488,57.125481592970942,57.125481592970942]
[null,"40－50",5.6,null,"40－50",11.5,null,"40－50",12.6,null,"40－50",5.8,null,1,null,null,null,null,null,17,3.8232964231013966,13.018265649111527,115.21952903213514,22.151541037895072,22.151541037895072,3.3624750280707758,null,27.35579989285441,75.126188707689792,137.35927024666665,55.068190972084125,55.068190972084125]
[null,"50－60",5.7,null,"50－60",11.9,null,"50－60",12.1,null,"50－60",5.7,null,null,null,null,null,null,null,18,3.45209358583827,12.396709741115501,113.64532350462741,20.940806152399205,20.940806152399205,3.4227500742354096,null,26.027816209131291,71.64121765399122,136.04182876099782,53.172225148768298,53.172225148768298]
[3,"0－10",5.8,9,"0－10",12.4,15,"0－10",11.7,21,"0－10",5.7,null,null,null,null,null,null,null,19,3.1324478916473026,11.83700638620212,112.15296607200116,19.850872507313966,19.850872507313966,3.4853250778617166,null,24.822796824000555,68.493627587265479,134.78452019841905,51.418469746586489,51.418469746586489]
[null,"10－20",5.8,null,"10－20",12.9,null,"10－20",11.3,null,"10－20",5.6,null,null,null,null,null,null,null,20,2.8552339805743827,11.330127105398333,110.7346888223542,18.864920346901613,18.864920346901613,3.5503342280926518,null,23.724418681829246,65.635452563172123,133.58202862961579,49.790792276602247,49.790792276602247]
[null,"20－30",5.9,null,"20－30",13.5,null,"20－30",10.9,null,"20－30",5.5,null,null,null,null,null,null,null,21,2.6132598725996559,10.868739752452711,109.38378791920559,17.969077111429215,17.969077111429215,3.6179223032902428,null,22.719125405199264,63.02751385789977,132.42973145292959,48.275472506832102,48.275472506832102]
[null,"30－40",6,null,"30－40",14.1,null,"30－40",10.6,null,"30－40",5.5,null,null,null,null,null,null,null,22,2.4007954019721751,10.446825309096994,108.09443573611361,17.151803136517856,17.151803136517856,3.688245730565086,null,21.795564950507124,60.637482560226914,131.32358164761979,46.860760262726906,46.860760262726906]
[null,"40－50",6.1,null,"40－50",14.8,null,"40－50",10.3,null,"40－50",5.4,null,null,null,null,null,null,null,23,2.213229597798545,10.059394517692454,106.86153305298694,16.403424325973901,16.403424325973901,3.7614737744540889,null,20.944159065606751,58.438435254029763,130.26001431741835,45.536528265476775,45.536528265476775]
[null,"50－60",6.2,null,"50－60",15.6,null,"50－60",10,null,"50－60",5.3,null,null,null,null,null,null,null,24,2.0468182293292898,9.7022751776637506,105.68059141359072,15.715772417705693,15.715772417705693,3.83778987342248,null,20.156769864095192,56.407761917514513,129.23587169642553,44.29399677181965,44.29399677181965]
[4,"0－10",6.2,10,"0－10",16.600000000000001,16,"0－10",9.6999999999999993,22,"0－10",5.3,null,null,null,null,null,null,null,25,1.8984953807755574,9.3719503055451696,104.54763850018662,15.08190506832193,15.08190506832193,3.9173931459843061,null,19.426438884762405,54.526329453035743,128.24834236857598,43.125513103679744,43.125513103679744]
[null,"10－20",6.3,null,"10－20",17.600000000000001,null,"10－20",9.4,null,"10－20",5.2,null,null,null,null,null,null,null,26,1.7657311449829649,9.0654334690257201,103.45914129042876,14.495885876968487,14.495885876968487,4.0005000919868507,null,18.747180894770889,52.777833453650743,127.29491155787801,42.024373594960075,42.024373594960075]
[null,"20－30",6.4,null,"20－30",18.899999999999999,null,"20－30",9.1999999999999993,null,"20－30",5.2,null,null,null,null,null,null,null,27,1.6464229711974099,8.7801716696726544,102.41194310697529,13.952609926547439,13.952609926547439,4.0873465190750267,null,18.113819490194093,51.148290424614515,126.37332013377049,40.984678644278127,40.984678644278127]
[null,"30－40",6.5,null,"30－40",19.8,null,"30－40",9,null,"30－40",5.0999999999999996,null,null,null,null,null,null,null,28,1.5388118683233074,8.5139689021241338,101.40321163273302,13.447664249141553,13.447664249141553,4.178189729720998,null,17.521854932270138,49.625636084525574,125.48153054444774,40.001213844451826,40.001213844451826]
[null,"40－50",6.6,null,"40－50",21.7,null,"40－50",8.6999999999999993,null,"40－50",5,null,null,null,null,null,null,null,29,1.4414171710450319,8.2649254138063952,100.43039566330299,12.977215345121067,12.977215345121067,4.2733110106912591,null,16.967357078434787,48.199404682086978,124.61769830716688,39.069351827233518,39.069351827233518]
[null,"50－60",6.7,null,"50－60",24,null,"50－60",8.5,null,"50－60",5,null,null,null,null,null,null,null,30,1.3529853134369887,8.0313890154593537,99.49118888164594,12.537917845914762,12.537917845914762,4.3730184746511895,null,16.446878019601527,46.860470826532726,123.78014799298285,38.184970694522896,38.184970694522896]
[5,"0－10",6.8,11,"0－10",27,17,"0－10",8.4,23,"0－10",4.9000000000000004,null,null,null,null,null,null,null,31,1.2724492748985767,7.8119157334651845,98.583499322184707,12.126839838648038,12.126839838648038,4.4776503131283789,null,15.957380318159498,45.600840017078937,122.96735287457001,37.344385828204352,37.344385828204352]
[null,"10－20",7,null,"10－20",31.2,null,"10－20",8.1999999999999993,null,"10－20",4.9000000000000004,null,null,null,null,null,null,null,32,1.1988962307852944,7.6052377709097527,97.705423478902958,11.741401422558965,11.741401422558965,4.5875785316768543,null,15.496177690429054,44.413477446886148,122.17791758095541,36.544292565527932,36.544292565527932]
[null,"20－30",7.1,null,"20－30",37.200000000000003,null,"20－30",8,null,"20－30",4.8,null,null,null,null,null,null,null,33,1.1315415639621733,7.41023723593662,96.855224230509975,11.37932384940973,11.37932384940973,4.7032132523090695,null,15.060885686596723,43.292167137463437,121.41056323700252,35.781717755948591,35.781717755948591]
[null,"30－40",7.2,null,"30－40",46.9,null,"30－40",7.8,null,"30－40",4.8,null,null,null,null,null,null,null,34,1.0697078468915038,7.2259244575104731,96.031311923295561,11.038587187516214,11.038587187516214,4.8250076857893873,null,14.649380456017159,42.231395293935407,120.66411466895231,35.053978621582935,35.053978621582935]
[null,"40－50",7.3,null,"40－50",66.099999999999994,null,"40－50",7.7,null,"40－50",4.8,null,null,null,null,null,null,null,35,1.0128077366831008,7.051419977387468,95.23222808205719,10.717394893968731,10.717394893968731,4.9534638980630916,null,14.259764092607615,41.226253142034039,119.93748933789817,34.358647657936814,34.358647657936814]
[null,"50－60",7.5,null,"50－60",138.4,null,"50－60",7.5,null,"50－60",4.7,null,null,null,null,null,null,null,36,0.96032997211710835,6.8859395087495159,94.456631320724227,10.414144019466221,10.414144019466221,5.0891395220171489,null,13.890335367038434,40.272355541109469,119.22968772630999,33.693522556868189,33.693522556868189]
[null,null,null,null,null,null,null,null,null,null,null,null,null,null,null,null,null,null,null,37,0.91182784597322097,6.7287813046441443,93.703285103925737,10.127400031814204,10.127400031814204,5.2326555994725368,null,13.539564893496131,39.365772453637433,118.53978495273205,33.056600326461322,33.056600326461322]
[null,null,null,null,null,null,null,null,null,null,null,null,null,null,null,null,null,null,null,38,0.86690966491318022,6.5793154959962976,92.971047073910995,9.8558754469493124,9.8558754469493124,5.3847057806181056,null,13.206073966428159,38.502970954752136,117.86692342960518,32.446054934895216,32.446054934895216]
[null,null,null,null,null,null,null,null,null,null,null,null,null,null,null,null,null,null,null,39,0.82523081469088311,6.4369750487765032,92.258859707463671,9.5984116147888017,9.5984116147888017,5.5460671615944648,null,12.888616449716945,37.680765931521996,117.21030641108874,31.860217926687362,31.860217926687362]
[null,null,null,null,null,null,null,null,null,null,null,null,null,null,null,null,null,null,null,40,0.78648712921602737,6.3012480595552915,91.565742107989536,9.3539631316543819,9.3539631316543819,5.7176131089941009,null,12.586063216704423,36.896277984722829,116.56919230351124,31.297561556811534,31.297561556811534]
[null,null,null,null,null,null,null,null,null,null,null,null,null,null,null,null,null,null,null,41,0.7504093242312706,6.1716711631138423,90.890782770480655,9.1215844494824978,9.1215844494824978,5.900328507160566,null,12.297388731522151,36.146897330537243,115.94288963197393,30.756684066388875,30.756684066388875]
[null,null,null,null,null,null,null,null,null,null,null,null,null,null,null,null,null,null,null,42,0.71675830463550483,6.0478238686039276,90.233133183678547,8.9004183303513855,8.9004183303513855,6.0953279764441959,null,12.021659435643897,35.430252724300736,115.33075257368117,30.236296786959411,30.236296786959411]
[null,null,null,null,null,null,null,null,null,null,null,null,null,null,null,null,null,null,null,43,0.68532119218315302,5.9293236746493676,89.592002155361115,8.6896858574957605,8.6896858574957605,6.3038777563726853,null,11.758023662540159,34.74418460686698,114.73217698255745,29.735212811855607,29.735212811855607]
[null,null,null,null,null,null,null,null,null,null,null,null,null,null,null,null,null,null,null,44,0.65590794988736434,5.8158218407652384,88.966650764491533,8.4886777643739606,8.4886777643739606,6.5274221383938311,null,11.505702850888959,34.086721816728307,114.14659684123777,29.252337015321935,29.252337015321935]
[null,null,null,null,null,null,null,null,null,null,null,null,null,null,null,null,null,null,null,45,0.62834850283894639,5.7069997141229578,88.356387858635571,8.2967468840765832,8.2967468840765832,6.7676155844101231,null,11.263983865376737,33.456061325559297,113.57348108606882,28.78665723462759,28.78665723462759]
[null,null,null,null,null,null,null,null,null,null,null,null,null,null,null,null,null,null,null,46,0.60249027372805131,5.6025655280930096,87.760566027245659,8.1133015544528462,8.1133015544528462,7.0263620019502468,null,11.032212265558288,32.850550547353507,113.0123307587031,28.337236458971621,28.337236458971621]
[null,null,null,null,null,null,null,null,null,null,null,null,null,null,null,null,null,null,null,47,0.57819606617647423,5.5022516031035593,87.178577991478051,7.9377998413240221,7.9377998413240221,7.3058630961302242,null,10.809786388975695,32.268671846412019,112.46267644450684,27.903205892638692,27.903205892638692]
[null,null,null,null,null,null,null,null,null,null,null,null,null,null,null,null,null,null,null,48,0.55534224089456075,5.4058118918442233,86.609853359775116,7.7697444642722076,7.7697444642722076,7.6086783277244194,null,10.596152135890671,31.709028930691858,111.92407596357492,27.483758779547724,27.483758779547724]
[null,null,null,null,null,null,null,null,null,null,null,null,null,null,null,null,null,null,null,49,0.53381713926000884,5.3130198201990879,86.053855705440583,7.6086783277244194,7.6086783277244194,7.9377998413240221,null,10.39079836044923,31.170334867212414,111.39611228483749,27.078144892775818,27.078144892775818]
[null,null,null,null,null,null,null,null,null,null,null,null,null,null,null,null,null,null,null,50,0.51351971668907481,5.2236663830260568,85.510079928557388,7.4541805750784533,7.4541805750784533,8.2967468840765832,null,10.193252787574027,30.651401497528685,110.87839163771189,26.685665606421871,26.685665606421871]
[null,null,null,null,null,null,null,null,null,null,null,null,null,null,null,null,null,null,null,51,0.49435835448650778,5.1375584602380968,84.978049869540882,7.3058630961302242,7.3058630961302242,8.6896858574957605,null,10.003078386925251,30.151130065424947,110.37054179912029,26.305669478769094,26.305669478769094]
[null,null,null,null,null,null,null,null,null,null,null,null,null,null,null,null,null,null,null,52,0.4762498240243076,5.0545173239047472,84.457316146024823,7.1633674284341851,7.1633674284341851,9.1215844494824978,null,9.8198701453310022,29.668502897318792,109.87221053656077,25.937548285493421,25.937548285493421]
[null,null,null,null,null,null,null,null,null,null,null,null,null,null,null,null,null,null,null,53,0.45911838133054061,4.9743773114794294,83.947454188383745,7.0263620019502468,7.0263620019502468,9.5984116147888017,null,9.6432521875196731,29.202575999472767,109.38306419036876,25.58073344995487,25.58073344995487]
[null,null,null,null,null,null,null,null,null,null,null,null,null,null,null,null,null,null,null,54,0.4428949736562231,4.8969846438913009,83.448062452345766,6.894539683587027,6.894539683587027,10.127400031814204,null,9.4728752020777574,28.752472455850889,108.90278638040536,25.234692824651763,25.234692824651763]
[null,null,null,null,null,null,null,null,null,null,null,null,null,null,null,null,null,null,null,55,0.42751654246649196,4.8221963703228994,82.958760789842017,6.7676155844101231,6.7676155844101231,10.717394893968731,null,9.3084141355393708,28.317376527023107,108.43107682421329,24.898927783920097,24.898927783920097]
[null,null,null,null,null,null,null,null,null,null,null,null,null,null,null,null,null,null,null,56,0.41292540969351421,4.7498794240420921,82.479188961544423,6.6453250974454932,6.6453250974454932,11.37932384940973,null,9.1495661225778377,27.896528364469873,107.96765025523707,24.572970593090194,24.572970593090194]
[null,null,null,null,null,null,null,null,null,null,null,null,null,null,null,null,null,null,null,57,0.39906873607401394,4.6799097758462267,82.009005276506286,6.5274221383938311,6.5274221383938311,12.126839838648038,null,8.9960486245689992,27.489219266423845,107.51223543104881,24.256382023709556,24.256382023709556]
[null,null,null,null,null,null,null,null,null,null,null,null,null,null,null,null,null,null,null,58,0.38589804205582823,4.6121716734985512,81.547885346093608,6.4136775652982578,6.4136775652982578,12.977215345121067,null,8.8475977524567035,27.094787411373407,107.06457422268751,23.948749188219708,23.948749188219708]
[null,null,null,null,null,null,null,null,null,null,null,null,null,null,null,null,null,null,null,59,0.37336878314783917,4.5465569570972093,81.095520940840288,6.3038777563726853,6.3038777563726853,13.952609926547439,null,8.7039667529768909,26.712614013843304,106.62442077723247,23.649683570730772,23.649683570730772]
[null,null,null,null,null,null,null,null,null,null,null,null,null,null,null,null,null,null,null,60,0.36143997275326001,4.4829644416508927,80.651618940171829,6.1978233278991866,6.1978233278991866,15.08190506832193,null,8.5649246399731638,26.342119854306763,106.19154074661481,23.358819233350246,23.358819233350246]
[null,null,null,null,null,null,null,null,null,null,null,null,null,null,null,null,null,null,null,61,0.35007384651771645,4.4212993592504972,80.215900366092683,6.0953279764441959,6.0953279764441959,16.403424325973901,null,8.4302549548345507,25.982762141273053,105.7657105764423,23.075811179958343,23.075811179958343]
[null,null,null,null,null,null,null,null,null,null,null,null,null,null,null,null,null,null,null,62,0.33923556304762315,4.3614728542190733,79.788099492864603,5.9962174315933225,5.9962174315933225,17.969077111429215,null,8.2997546420637942,25.634031668901216,105.34671684928783,22.800333861436329,22.800333861436329]
[null,null,null,null,null,null,null,null,null,null,null,null,null,null,null,null,null,null,null,63,0.32889293656262453,4.3034015254327187,79.367963025655627,5.900328507160566,5.900328507160566,19.850872507313966,null,8.1732330276907597,25.29545023805251,104.93435567748413,22.532079808193856,22.532079808193856]
[null,null,null,null,null,null,null,null,null,null,null,null,null,null,null,null,null,null,null,64,0.31901619765142186,4.2470070107260653,78.955249341775016,5.8075082402679072,5.8075082402679072,22.151541037895072,null,8.0505108897213944,24.966568312625533,104.52843214098868,22.270758377445013,22.270758377445013]
[null,null,null,null,null,null,null,null,null,null,null,null,null,null,null,null,null,null,null,65,0.30957777879768855,4.1922156089356122,78.549727788920791,5.7176131089941009,5.7176131089941009,25.022624602572705,null,7.9314196110917985,24.646962886414919,104.12875976634149,22.01609460408423,22.01609460408423]
[null,null,null,null,null,null,null,null,null,null,null,null,null,null,null,null,null,null,null,66,0.30055212179433966,4.138957935627559,78.151178035311204,5.6305083203885715,5.6305083203885715,28.696945861766153,null,7.8158004067085045,24.336235538675716,103.73516004314406,21.767828145240355,21.767828145240355]
[null,null,null,null,null,null,null,null,null,null,null,null,null,null,null,null,null,null,null,67,0.29191550452571846,4.0871686090642925,77.7593894671827,5.5460671615944648,5.5460671615944648,33.55079428544957,null,7.7035036171236868,24.034010659129276,103.34746197484613,21.52571230966355,21.52571230966355]
[null,null,null,null,null,null,null,null,null,null,null,null,null,null,null,null,null,null,null,68,0.28364588492433995,4.0367859633313401,77.374160629589824,5.4641704077007489,5.4641704077007489,40.23330169745725,null,7.5943880622384015,23.739933825367544,102.96550166094529,21.289513164046451,21.289513164046451]
[null,null,null,null,null,null,null,null,null,null,null,null,null,null,null,null,null,null,null,69,0.27572276018395314,3.9877517859220006,76.995298706776339,5.3847057806181056,5.3847057806181056,49.966984011915088,null,7.4883204491651485,23.453670317549491,102.58912190798632,21.059008709214158,21.059008709214158]
[null,null,null,null,null,null,null,null,null,null,null,null,null,null,null,null,null,null,null,70,0.26812703954715289,3.9400110773660799,76.622619038844277,5.3075674539661577,5.3075674539661577,65.364843092208503,null,7.3851748290277488,23.174903756975443,102.21817186699859,20.833988119853473,20.833988119853473]
[null,null,null,null,null,null,null,null,null,null,null,null,null,null,null,null,null,null,null,71,0.26084092919188606,3.8935118307651919,76.255944671693214,5.2326555994725368,5.2326555994725368,93.295484173965121,null,7.284832098044145,22.903334856606286,101.85250669523371,20.614251042101628,20.614251042101628]
[null,null,null,null,null,null,null,null,null,null,null,null,null,null,null,null,null,null,null,72,0.25384782791923044,3.8482048293362823,75.895105937519475,5.1598759709133901,5.1598759709133901,163.60599588234075,null,7.1871795387368556,22.638680272894202,101.49198724026547,20.399606943890678,20.399606943890678]
[null,null,null,null,null,null,null,null,null,null,null,null,null,null,null,null,null,null,null,73,0.24713223250080318,3.80404346025216,75.539940063456015,5.0891395220171489,5.0891395220171489,118.21498450861438,null,7.0921103975555395,22.380671549433352,101.13647974469274,20.189874513454054,20.189874513454054]
[null,null,null,null,null,null,null,null,null,null,null,null,null,null,null,null,null,null,null,74,0.24067965167466809,3.7609835432749605,75.190290806024677,5.0203620551696986,5.0203620551696986,76.964415194335459,null,6.9995234955841754,22.129054143944725,100.78585556984586,19.984881101855617,19.984881101855617]
[null,null,null,null,null,null,null,null,null,null,null,null,null,null,null,null,null,null,null,75,0.2344765278999148,3.7189831728180707,74.84600810952179,4.9534638980630916,4.9534638980630916,56.692463673764792,null,6.9093228693483857,21.883586530996368,100.43999093704154,19.784462205805053,19.784462205805053]
[null,null,null,null,null,null,null,null,null,null,null,null,null,null,null,null,null,null,null,76,0.22851016608080954,3.6780025722202936,74.506947786333512,4.8883696057478119,4.8883696057478119,44.60434799152813,null,6.8214174390422331,21.644039373644052,100.09876668505855,19.588460987383247,19.588460987383247]
[null,null,null,null,null,null,null,null,null,null,null,null,null,null,null,null,null,null,null,77,0.22276866855690969,3.6380039591390414,74.172971217628401,4.8250076857893873,4.8250076857893873,36.606065996855136,null,6.7357207017632028,21.41019475787126,99.762068042624392,19.396727827622286,19.396727827622286]
[null,null,null,null,null,null,null,null,null,null,null,null,null,null,null,null,null,null,null,78,0.21724087574034456,3.5989514210891684,73.843945072824681,4.7633103444909466,4.7633103444909466,30.944522139264791,null,6.6521504475834226,21.181845484322771,99.429784414806448,19.209119911171886,19.209119911171886]
[null,null,null,null,null,null,null,null,null,null,null,null,null,null,null,null,null,null,null,79,0.21191631184615289,3.5608108002322751,73.519741046458876,4.7032132523090695,4.7032132523090695,26.740270240686755,null,6.5706284964981405,20.95879441237226,99.10180918229571,19.025500839540708,19.025500839540708]
[null,null,null,null,null,null,null,null,null,null,null,null,null,null,null,null,null,null,null,80,0.20678513522045705,3.5235495866268138,73.200235611169774,4.6446553268126536,4.6446553268126536,23.503662134810497,null,6.4910804544821703,20.740853852050442,98.778039512656648,18.845740270631609,18.845740270631609]
[null,null,null,null,null,null,null,null,null,null,null,null,null,null,null,null,null,null,null,81,0.20183809282866605,3.4871368192259524,72.88530978565359,4.5875785316768543,4.5875785316768543,20.940806152399205,null,6.4134354870543486,20.527844999793349,98.458376182693641,18.669713582496364,18.669713582496364]
[null,null,null,null,null,null,null,null,null,null,null,null,null,null,null,null,null,null,null,82,0.19706647850864556,3.4515429939551723,72.574848916442534,4.5319276903433092,4.5319276903433092,18.864920346901613,null,6.337626108901353,20.319597414356299,98.142723411153995,18.497301559421327,18.497301559421327]
[null,null,null,null,null,null,null,null,null,null,null,null,null,null,null,null,null,null,null,83,0.19246209463949526,3.4167399783057135,72.268742472648228,4.4776503131283789,4.4776503131283789,17.151803136517856,null,6.2635879882475951,20.115948529584603,97.83098870105151,18.328390098622616,18.328390098622616]
[null,null,null,null,null,null,null,null,null,null,null,null,null,null,null,null,null,null,null,84,0.1880172169060188,3.3827009318908949,71.966883852631327,4.4246964366632255,4.4246964366632255,15.715772417705693,null,6.1912597647792431,19.916743201040632,97.52308269095127,18.162869935980243,18.162869935980243]
[null,null,null,null,null,null,null,null,null,null,null,null,null,null,null,null,null,null,null,85,0.18372456188149044,3.3494002324971461,71.669170201870656,4.3730184746511895,4.3730184746511895,14.495885876968487,null,6.1205828800392696,19.721833283763647,97.218919014609156,18.000636389376371,18.000636389376371]
[null,null,null,null,null,null,null,null,null,null,null,null,null,null,null,null,null,null,null,86,0.17957725717042194,3.3168134071731856,71.375502241215145,4.32257107902592,4.32257107902592,13.447664249141553,null,6.0515014193082362,19.531077238687015,96.918414168406898,17.841589118325786,17.841589118325786]
[null,null,null,null,null,null,null,null,null,null,null,null,null,null,null,null,null,null,null,87,0.1755688138827054,3.2849170679842246,71.085784104821869,4.2733110106912591,4.2733110106912591,12.537917845914762,null,5.9839619640734609,19.344339765460546,96.621487386066832,17.685631898697803,17.685631898697803]
[null,null,null,null,null,null,null,null,null,null,null,null,null,null,null,null,null,null,null,88,0.17169310123802006,3.2536888520394314,70.799923187150853,4.2251970190584416,4.2251970190584416,11.741401422558965,null,5.9179134542685121,19.161491459626216,96.328060520170069,17.532672411429175,17.532672411429175]
[null,null,null,null,null,null,null,null,null,null,null,null,null,null,null,null,null,null,null,89,0.16794432310621232,3.2231073654795637,70.51782999840907,4.178189729720998,4.178189729720998,11.038587187516214,null,5.8533070595363519,18.982408492276253,96.038057930037922,17.382622044218969,17.382622044218969]
[null,null,null,null,null,null,null,null,null,null,null,null,null,null,null,null,null,null,null,90,0.16431699632573782,3.193152131119632,70.239418027857027,4.1322515396093422,4.1322515396093422,10.414144019466221,null,5.7900960588340116,18.806972310485623,95.751406375569246,17.235395705278862,17.235395705278862]
[null,null,null,null,null,null,null,null,null,null,null,null,null,null,null,null,null,null,null,91,0.16080593063998094,3.1638035394655617,69.964603614545922,4.0873465190750267,4.0873465190750267,9.8558754469493124,null,5.7282357277549565,18.635069356957931,95.468034916656904,17.090911648287612,17.090911648287612]
[null,null,null,null,null,null,null,null,null,null,null,null,null,null,null,null,null,null,null,92,0.1574062101204845,3.1350428028574697,69.693305824917843,4.0434403203607872,4.0434403203607872,9.3539631316543819,null,5.6676832329980602,18.466590807456839,95.187874817833645,16.949091307766668,16.949091307766668]
[null,null,null,null,null,null,null,null,null,null,null,null,null,null,null,null,null,null,null,93,0.15411317594953289,3.1068519125017247,69.425446336907044,4.0005000919868507,4.0005000919868507,8.9004183303513855,null,5.608397533459903,18.301432324715385,94.91085945782369,16.809859144156132,16.809859144156132]
[null,null,null,null,null,null,null,null,null,null,null,null,null,null,null,null,null,null,null,94,0.15092241044965249,3.0792135981946558,69.160949330100266,3.9584943986162671,3.9584943986162671,8.4886777643739606,null,5.5503392874704325,18.13949382762474,94.636924243698957,16.673142497926985,16.673142497926985]
[null,null,null,null,null,null,null,null,null,null,null,null,null,null,null,null,null,null,null,95,0.14782972226066704,3.0521112905244081,68.899741381568674,3.9173931459843061,3.9173931459843061,8.1133015544528462,null,5.4934707657313826,17.980679274602632,94.36600652936076,16.538871452117061,16.538871452117061]
[null,null,null,null,null,null,null,null,null,null,null,null,null,null,null,null,null,null,null,96,0.14483113256676461,3.025529085387916,68.641751367087636,3.8771675105342638,3.8771675105342638,7.7697444642722076,null,5.4377557695525844,17.824896460131644,94.098045538087078,16.406978702725574,16.406978702725574]
[null,null,null,null,null,null,null,null,null,null,null,null,null,null,null,null,null,null,null,97,0.14192286229297224,2.9994517106529202,68.386910367284145,3.83778987342248,3.83778987342248,7.4541805750784533,null,5.383159554013826,17.67205682353908,93.832982288903537,16.277399436444099,16.277399436444099]
[null,null,null,null,null,null,null,null,null,null,null,null,null,null,null,null,null,null,null,98,0.13910132019202592,2.9738644948147339,68.13515157861184,3.7992337585628775,3.7992337585628775,7.1633674284341851,null,5.3296487557095213,17.522075269164343,93.570759526553616,16.15007121524123,16.15007121524123]
[null,null,null,null,null,null,null,null,null,null,null,null,null,null,null,null,null,null,null,99,0.1363630917521732,2.9487533375138355,67.886410228657041,3.7614737744540889,3.7614737744540889,6.894539683587027,null,5.2771913247604569,17.374869997127469,93.311321654857693,16.024933867354491,16.024933867354491]
[null,null,null,null,null,null,null,null,null,null,null,null,null,null,null,null,null,null,null,100,0.13370492886144802,2.9241046817739971,67.640623495677573,3.7244855594938144,3.7244855594938144,6.6453250974454932,null,5.2257564608014668,17.230362343973933,93.054614673265888,15.901929384275883,15.901929384275883]
[null,null,null,null,null,null,null,null,null,null,null,null,null,null,null,null,null,null,null,101,0.13112374017100592,2.899905487865226,67.397730432032404,3.688245730565086,3.688245730565086,6.4136775652982578,null,5.1753145526764133,17.088476632527314,92.800586116421997,15.781001823348054,15.781001823348054]
[null,null,null,null,null,null,null,null,null,null,null,null,null,null,null,null,null,null,null,102,0.12861658210294991,2.876143208660551,67.157671891356586,3.6527318346522861,3.6527318346522861,6.1978233278991866,null,5.1258371215923599,16.94914003033254,92.549184996568414,15.662097215615743,15.662097215615743]
[null,null,null,null,null,null,null,null,null,null,null,null,null,null,null,null,null,null,null,103,0.12618065045364801,2.8528057663952495,66.920390459143164,3.6179223032902428,3.6179223032902428,5.9962174315933225,null,5.0772967675036345,16.812282416119558,92.300361748632255,15.545163478602873,15.545163478602873]
[null,null,null,null,null,null,null,null,null,null,null,null,null,null,null,null,null,null,null,104,0.12381327254945518,2.8298815307450695,66.685830386730231,3.5837964096501764,3.5837964096501764,5.8075082402679072,null,5.0296671185136903,16.677836253760187,92.054068177844727,15.430150333709099,15.430150333709099]
[null,null,null,null,null,null,null,null,null,null,null,null,null,null,null,null,null,null,null,105,0.12151189991186584,2.8073592981174897,66.453937528267488,3.5503342280926518,3.5503342280926518,5.6305083203885715,null,4.9829227830984353,16.545736473230257,91.810257409753518,15.317009227941321,15.317009227941321]
[null,null,null,null,null,null,null,null,null,null,null,null,null,null,null,null,null,null,null,106,0.11927410139708172,2.7852282721012216,66.224659280718697,3.5175165960158665,3.5175165960158665,5.4641704077007489,null,4.9370393049691765,16.415920358125266,91.568883842498479,15.205693259715611,15.205693259715611]
[null,null,null,null,null,null,null,null,null,null,null,null,null,null,null,null,null,null,null,107,0.11709755677043177,2.7634780449729988,65.997944526570791,3.4853250778617166,3.4853250778617166,5.3075674539661577,null,4.8919931204065721,16.288327439310759,91.329903101228126,15.096157108483331,15.096157108483331]
[null,null,null,null,null,null,null,null,null,null,null,null,null,null,null,null,null,null,null,108,0.11498005069188366,2.7420985802216364,65.773743579173242,3.4537419311220674,3.4537419311220674,5.1598759709133901,null,4.8477615179092135,16.162899394319194,91.093271994542434,14.988356967952209,14.988356967952209]
[null,null,null,null,null,null,null,null,null,null,null,null,null,null,null,null,null,null,null,109,0.11291946707467559,2.7210801960013669,65.552008130583999,3.4227500742354096,3.4227500742354096,5.0203620551696986,null,4.8043226000116492,16.03957995213279,90.858948472854735,14.88225048268875,14.88225048268875]
[null,null,null,null,null,null,null,null,null,null,null,null,null,null,null,null,null,null,null,110,0.1109137837978551,2.7004135494744332,65.332691201714624,3.3923330562383853,3.3923330562383853,4.8883696057478119,null,4.7616552471369777,15.918314803017715,90.626891588571652,14.777796687902839,14.777796687902839]
[null,null,null,null,null,null,null,null,null,null,null,null,null,null,null,null,null,null,null,111,0.10896106774168857,2.6800896219774586,65.115747094729159,3.3624750280707758,3.3624750280707758,4.7633103444909466,null,4.7197390833586423,15.799051513098433,90.397061457996486,14.674955952228677,14.674955952228677]
[null,null,null,null,null,null,null,null,null,null,null,null,null,null,null,null,null,null,null,112,0.10705947013025252,2.660099704962704,64.901131347505725,3.3331607154241283,3.3331607154241283,4.6446553268126536,null,4.678554443954817,15.681739443382936,90.169419224867113,14.573689923328635,14.573689923328635]
[null,null,null,null,null,null,null,null,null,null,null,null,null,null,null,null,null,null,null,113,0.10520722215119349,2.6404353866728343,64.688800690148128,3.3043753930435287,3.3043753930435287,4.5319276903433092,null,4.6380823446468202,15.566329672969571,89.943927025444808,14.473961476157971,14.473961476157971]
[null,null,null,null,null,null,null,null,null,null,null,null,null,null,null,null,null,null,null,114,0.10340263084231083,2.6210885394966681,64.478713003312805,3.2761048603890686,3.2761048603890686,4.4246964366632255,null,4.5983044524204653,15.452774926184722,89.720547955075233,14.375734663738946,14.375734663738946]
[null,null,null,null,null,null,null,null,null,null,null,null,null,null,null,null,null,null,null,115,0.10164407522199781,2.602051307971351,64.270827278391153,3.248335418575607,3.248335418575607,4.32257107902592,null,4.5592030578361307,15.34102950341765,89.499246036147554,14.278974670302743,14.278974670302743]
[null,null,null,null,null,null,null,null,null,null,null,null,null,null,null,null,null,null,null,116,9.9930002646374305E-2,2.5833160973916165,64.065103579352581,3.2210538485119287,3.2210538485119287,4.2251970190584416,null,4.5207610487396668,15.231049215434666,89.279986187382079,14.183647766666615,14.183647766666615]
[null,null,null,null,null,null,null,null,null,null,null,null,null,null,null,null,null,null,null,117,9.8258925381742301E-2,2.5648755629863444,63.861503006197381,3.1942473901724497,3.1942473901724497,4.1322515396093422,null,4.4829618852921636,15.122791320969297,89.062734194380496,14.08972126772222,14.08972126772222]
[null,null,null,null,null,null,null,null,null,null,null,null,null,null,null,null,null,null,null,118,9.6629417375879711E-2,2.5467225996374054,63.659987659986655,3.1679037229250753,3.1679037229250753,4.0434403203607872,null,4.4457895762420252,15.016214467398687,88.847456681377153,13.997163491918855,13.997163491918855]
[null,null,null,null,null,null,null,null,null,null,null,null,null,null,null,null,null,null,null,119,9.5040111212824741E-2,2.5288503320980453,63.460520609265586,3.1420109468626833,3.1420109468626833,3.9584943986162671,null,4.4092286563678309,14.911278634328934,88.634121084132516,13.905943722632669,13.905943722632669]
[null,null,null,null,null,null,null,null,null,null,null,null,null,null,null,null,null,null,null,120,9.3489695245352777E-2,2.5112521056987589,63.263065857929178,3.1165575650722985,3.1165575650722985,3.8771675105342638,null,4.3732641650251436,14.807945079923682,88.422695623914166,13.816032171319666,13.816032171319666]
[null,null,null,null,null,null,null,null,null,null,null,null,null,null,null,null,null,null,null,121,9.1976910885477992E-2,2.4939214774915399,63.067588314361274,3.0915324667894311,3.0915324667894311,3.7992337585628775,null,4.3378816257347328,14.706176289820936,88.213149282512902,13.727399942356605,13.727399942356605]
[null,null,null,null,null,null,null,null,null,null,null,null,null,null,null,null,null,null,null,122,9.0500550051160644E-2,2.4768522078295518,62.874053761841424,3.0669249113898331,3.0669249113898331,3.7244855594938144,null,4.3030670267537197,14.605935928493139,88.005451778245103,13.640018999479828,13.640018999479828]
[null,null,null,null,null,null,null,null,null,null,null,null,null,null,null,null,null,null,null,123,8.9059452752962898E-2,2.4600382523419739,62.68242883016319,3.0427245131652398,3.0427245131652398,3.6527318346522861,null,4.2688068025748516,14.507188792914674,87.799573542894834,13.553862133737434,13.553862133737434]
[null,null,null,null,null,null,null,null,null,null,null,null,null,null,null,null,null,null,null,124,8.7652504814741405E-2,2.4434737542894709,62.492680968343848,3.0189212268446681,3.0189212268446681,3.5837964096501764,null,4.2350878163025927,14.409900768409631,87.595485699551688,13.468902932875395,13.468902932875395]
[null,null,null,null,null,null,null,null,null,null,null,null,null,null,null,null,null,null,null,125,8.6278635719395425E-2,2.4271530372802772,62.304778418467322,2.9955053338121616,2.9955053338121616,3.5175165960158665,null,4.2018973428579276,14.314038786560596,87.393160041303005,13.385115752082889,13.385115752082889]
[null,null,null,null,null,null,null,null,null,null,null,null,null,null,null,null,null,null,null,126,8.4936816572053431E-2,2.4110705983202934,62.118690190511188,2.9724674289907398,2.9724674289907398,3.4537419311220674,null,4.1692230529667693,14.219570785066626,87.192569010741167,13.302475686026602,13.302475686026602]
[null,null,null,null,null,null,null,null,null,null,null,null,null,null,null,null,null,null,null,127,8.3626058172967532E-2,2.3952211011880991,61.934386038186858,2.9497984083466235,2.9497984083466235,3.3923330562383853,null,4.1370529978896533,14.126465669445535,86.993685680248618,13.220958542107862,13.220958542107862]
[null,null,null,null,null,null,null,null,null,null,null,null,null,null,null,null,null,null,null,128,8.2345409193862906E-2,2.3795993701114639,61.751836435701989,2.9274894569875869,2.9274894569875869,3.3331607154241283,null,4.1053755948529673,14.034693276481988,86.796483733025596,13.14054081488036,13.14054081488036]
[null,null,null,null,null,null,null,null,null,null,null,null,null,null,null,null,null,null,null,129,8.1093954451375794E-2,2.3642003837298944,61.571012555423295,2.9055320378192846,2.9055320378192846,3.2761048603890686,null,4.0741796131444277,13.944224339328871,86.600937444827125,13.061199661569809,13.061199661569809]
[null,null,null,null,null,null,null,null,null,null,null,null,null,null,null,null,null,null,null,130,7.9870813271213592E-2,2.3490192693318477,61.391886246370632,2.8839178807259032,2.8839178807259032,3.2210538485119287,null,4.0434541608377108,13.855030454175049,86.40702166637746,12.98291287864024,12.98291287864024]
[null,null,null,null,null,null,null,null,null,null,null,null,null,null,null,null,null,null,null,131,7.8675137939171691E-2,2.3340512973475143,61.214430013587844,2.862638972255354,2.862638972255354,3.1679037229250753,null,4.0131886721132943,13.767084048397738,86.214711806432504,12.90565887935486,12.90565887935486]
[null,null,null,null,null,null,null,null,null,null,null,null,null,null,null,null,null,null,null,132,7.7506112230480539E-2,2.3192918760846624,61.038616998201178,2.8416875457749029,2.8416875457749029,3.1165575650722985,null,3.9833728951444849,13.68035835012264,86.023983815461051,12.829416672282285,12.829416672282285]
[null,null,null,null,null,null,null,null,null,null,null,null,null,null,null,null,null,null,null,133,7.6362950017710318E-2,2.3047365467029977,60.864420958279879,2.8210560720756348,2.8210560720756348,3.0669249113898331,null,3.9539968805194716,13.594827359119485,85.834814169918346,12.754165840701784,12.754165840701784]
[null,null,null,null,null,null,null,null,null,null,null,null,null,null,null,null,null,null,null,134,7.5244893948365643E-2,2.2903809783977067,60.691816250420743,2.8007372504007435,2.8007372504007435,3.0189212268446681,null,3.9250509701719265,13.510465818964844,85.647179857086272,12.679886522863717,12.679886522863717]
[null,null,null,null,null,null,null,null,null,null,null,null,null,null,null,null,null,null,null,135,7.4151214190237624E-2,2.2762209638008244,60.520777811942025,2.7807239998760451,2.7807239998760451,2.9724674289907398,null,3.896525786794284,13.427249190408073,85.461058360455567,12.606559393063808,12.606559393063808]
[null,null,null,null,null,null,null,null,null,null,null,null,null,null,null,null,null,null,null,136,7.3081207239397372E-2,2.2622524145779153,60.351281143797678,2.7610094513254353,2.7610094513254353,2.9274894569875869,null,3.8684122237093215,13.345153625879911,85.276427645627209,12.534165643492202,12.534165643492202]
[null,null,null,null,null,null,null,null,null,null,null,null,null,null,null,null,null,null,null,137,7.2034194789580397E-2,2.248471357210974,60.183302294077293,2.7415869394410493,2.7415869394410493,2.8839178807259032,null,3.8407014351770608,13.264155945086706,85.093266146710775,12.462686966820295,12.462686966820295]
[null,null,null,null,null,null,null,null,null,null,null,null,null,null,null,null,null,null,null,138,7.1009522656481749E-2,2.2348739289616333,60.016817842093587,2.7224499953049417,2.7224499953049417,2.8416875457749029,null,3.8133848271153177,13.184233611636525,84.911552753199061,12.392105539490474,12.392105539490474]
[null,null,null,null,null,null,null,null,null,null,null,null,null,null,null,null,null,null,null,139,7.000655975537029E-2,2.221456374006948,59.851804883086515,2.7035923392318182,2.7035923392318182,2.8007372504007435,null,3.7864540482134474,13.105364710646384,84.731266797298971,12.322404005675663,12.322404005675663]
[null,null,null,null,null,null,null,null,null,null,null,null,null,null,null,null,null,null,null,140,6.902469712963466E-2,2.2082150397300211,59.688241013385777,2.6850078739209948,2.6850078739209948,2.7610094513254353,null,3.7599009814199915,13.027527927282696,84.552388041699587,12.253565461877416,12.253565461877416]
[null,null,null,null,null,null,null,null,null,null,null,null,null,null,null,null,null,null,null,141,6.8063347025599796E-2,2.1951463731752483,59.526104316195415,2.6666906779080364,2.6666906779080364,2.7224499953049417,null,3.7337177357859885,12.950702526189735,84.374896667759842,12.185573442132952,12.185573442132952]
[null,null,null,null,null,null,null,null,null,null,null,null,null,null,null,null,null,null,null,142,6.7121942013386615E-2,2.1822469176370305,59.365373347794957,2.6486349992869691,2.6486349992869691,2.6850078739209948,null,3.7078966386467456,12.874868331763308,84.198773264098122,12.11841190380305,12.11841190380305]
[null,null,null,null,null,null,null,null,null,null,null,null,null,null,null,null,null,null,null,143,6.6199934149267392E-2,2.1695133094005996,59.206027124277171,2.6308352497085252,2.6308352497085252,2.6486349992869691,null,3.6824302281257841,12.800005709229303,84.023998815567907,12.052065213914277,12.052065213914277]
[null,null,null,null,null,null,null,null,null,null,null,null,null,null,null,null,null,null,null,144,6.5296794177470474E-2,2.1569422746056262,59.048045108713268,2.613285998622132,2.613285998622132,2.613285998622132,null,3.657311245945587,12.72609554648886,83.850554692603637,11.986518136030305,11.986518136030305]

{"sheet":"01流出計算（Q-Tグラフ）","index":4,"n_rows":27,"n_cols":11,"rows_kept":27,"cut":false,"hidden":false,"merged":[[1,1,1,5],[1,7,1,24],[22,2,24,4],[9,2,12,4],[17,2,18,5]]}
[]
[null,"流 出 計 算 条 件",null,null,null,null,null,"流 出 計 算 結 果"]
[]
[null,null,null,null,null,null,null,"時刻","行為前流入量","行為後流入量","降雨強度"]
[null,1,"流出計算の実行"]
[]
[null,null,"行為面積",null,"ha"]
[]
[null,null,"降雨量"]
[null,null,"※「降雨強度」シートに基準降雨を入力してください。（都道府県知事等により公示されている「基準降雨」の値に変更してください。）"]
[]
[]
[]
[]
[null,null,"流出係数"]
[null,null,"行為前"]
[null,null,"行為後"]
[null,null,"※「流出係数算出」シートで算出した諸元が入力されていますが、必要に応じて申請図書記載値に上書きすることができます。"]
[]
[]
[null,null,"流出計算結果の指定"]
[]
[null,null,"※「流入量定義」シートに計算された流出計算結果（行為後）を入力してください。"]
[]
[]
[]
[null,null,"許容放流量",null,"m3/s"]

{"sheet":"浸透施設能力","index":5,"n_rows":62,"n_cols":24,"rows_kept":62,"cut":false,"hidden":false,"merged":[[35,16,37,16],[36,3,37,4],[36,5,37,5],[49,2,49,5],[49,6,51,6],[49,7,49,9],[49,15,51,15],[49,16,51,16],[50,3,51,4],[50,5,51,5],[35,7,35,9],[49,14,51,14],[35,14,37,14],[35,15,37,15],[35,6,37,6],[21,16,21,17],[22,3,23,4],[22,5,23,5],[22,16,23,16],[22,17,23,17],[21,7,21,9],[22,15,23,15],[21,14,23,14],[3,2,3,5],[3,15,3,16],[7,2,7,5],[7,6,9,6],[7,7,7,9],[7,14,9,14],[7,16,7,17],[8,3,9,4],[8,5,9,5],[8,16,9,16],[8,17,9,17],[8,15,9,15],[1,1,1,8],[1,14,1,19],[2,2,2,5],[2,8,2,9],[2,15,2,16],[2,19,2,20],[7,1,9,1],[8,2,9,2],[21,1,23,1],[21,2,21,5],[21,6,23,6],[49,1,51,1],[50,2,51,2],[35,1,37,1],[22,2,23,2],[36,2,37,2],[35,2,35,5]]}
[]
[null,"浸透施設能力算定結果",null,null,null,null,null,null,null,null,null,null,null,null,"空隙貯留量算定結果"]
[null,"浸透マス","浸透トレンチ",null,null,null,"透水性舗装","その他","浸透施設能力算定結果",null,null,null,null,null,"浸透マス","浸透トレンチ",null,"透水性舗装","その他","空隙貯留量算定結果"]
[null,{"$f":"SUM(K11:L20)","v":0},{"$f":"SUM(L25:L34)","v":0},null,null,null,{"$f":"SUM(L39:L48)","v":0},{"$f":"SUM(L53:L62)","v":0},{"$f":"B4+C4+G4+H4","v":0},"ｍ3/ｈｒ",null,null,null,null,{"$f":"SUM(M11:M20)","v":0},{"$f":"SUM(M25:M34)","v":0},null,{"$f":"SUM(M39:M48)/100","v":0},{"$f":"SUM(M53:M62)/100","v":0},{"$f":"O4+P4+R4+S4","v":0},"ｍ3"]
[null,null,null,null,null,null,null,null,{"$f":"I4/3600","v":0},"ｍ3/s"]
[null,null,null,null,null,null,null,"（開発エリア全体に対する全浸透施設の浸透強度:",{"$f":"I5/流出係数算出!G8*3600/10","v":{"$error":"#DIV/0!"}},"mm/hr)"]
[null,"条件設定",null,null,null,null,null,null,null,null,null,null,null,null,"条件設定"]
[null,"【浸透マス】","単位設計浸透能（ｍ3/ｈｒ/個）",null,null,null,"設置数量\n（個）","影響係数",null,null,null,null,null,null,"【浸透マス】\n1個あたり","ます部","砕石部"]
[null,null,"比浸透量（㎡）","飽和透水係数",null,"飽和透水係数\n（m/hr）",null,"（1）","（2）","（3）",null,null,null,null,null,"体積\n（ｍ3）","体積\n（ｍ3）","空隙率\n（％）"]
[null,null,null,null,null,null,null,"内容（１）","内容（２）","内容（３）",null,null,null,null,null,null,null,null,null,null,null,null,null,"単位リスト"]
[null,1,null,null,null,{"$f":"IF(E11=$X$11,0,IF(E11=$X$14,D11,IF(E11=$X$13,D11*3600,D11*3600/100)))","v":0},null,0.9,0.9,0.8,null,{"$f":"$C11*$F11*$G11*$H11*$I11*$J11","v":0},{"$f":"($P11+$Q11*$R11/100)*$G11","v":0},null,1]
[null,2,null,null,null,{"$f":"IF(E12=$X$11,0,IF(E12=$X$14,D12,IF(E12=$X$13,D12*3600,D12*3600/100)))","v":0},null,0.9,0.9,1,null,{"$f":"$C12*$F12*$G12*$H12*$I12*$J12","v":0},{"$f":"($P12+$Q12*$R12/100)*$G12","v":0},null,2,null,null,null,null,null,null,null,null,"cm/s"]
[null,3,null,null,null,{"$f":"IF(E13=$X$11,0,IF(E13=$X$14,D13,IF(E13=$X$13,D13*3600,D13*3600/100)))","v":0},null,0.9,0.9,1,null,{"$f":"$C13*$F13*$G13*$H13*$I13*$J13","v":0},{"$f":"($P13+$Q13*$R13/100)*$G13","v":0},null,3,null,null,null,null,null,null,null,null,"m/s"]
[null,4,null,null,null,0,null,0.9,0.9,1,null,0,{"$f":"($P14+$Q14*$R14/100)*$G14","v":0},null,4,null,null,null,null,null,null,null,null,"m/hr"]
[null,5,null,null,null,0,null,0.9,0.9,1,null,0,{"$f":"($P15+$Q15*$R15/100)*$G15","v":0},null,5]
[null,6,null,null,null,0,null,0.9,0.9,1,null,0,0,null,6]
[null,7,null,null,null,0,null,0.9,0.9,1,null,0,0,null,7]
[null,8,null,null,null,0,null,0.9,0.9,1,null,0,0,null,8]
[null,9,null,null,null,0,null,0.9,0.9,1,null,0,0,null,9]
[null,10,null,null,null,0,null,0.9,0.9,1,null,0,0,null,10]
[]
[null,"【浸透トレンチ】","単位設計浸透能（ｍ3/ｈｒ/m）",null,null,null,"設置数量\n（ｍ）","影響係数",null,null,null,null,null,null,"【浸透トレンチ】\n1mあたり","浸透管部","砕石部"]
[null,null,"比浸透量（㎡）","飽和透水係数",null,"飽和透水係数\n（m/hr）",null,"（1）","（2）","（3）",null,null,null,null,null,"体積\n（ｍ3）","体積\n（ｍ3）","空隙率\n（％）"]
[null,null,null,null,null,null,null,"内容（１）","内容（２）","内容（３）"]
[null,1,null,null,null,{"$f":"IF(E25=$X$11,0,IF(E25=$X$14,D25,IF(E25=$X$13,D25*3600,D25*3600/100)))","v":0},null,0.9,0.9,1,null,{"$f":"$C25*$F25*$G25*$H25*$I25*$J25","v":0},{"$f":"($P25+$Q25*$R25/100)*$G25","v":0},null,1]
[null,2,null,null,null,{"$f":"IF(E26=$X$11,0,IF(E26=$X$14,D26,IF(E26=$X$13,D26*3600,D26*3600/100)))","v":0},null,0.9,0.9,1,null,{"$f":"$C26*$F26*$G26*$H26*$I26*$J26","v":0},{"$f":"($P26+$Q26*$R26/100)*$G26","v":0},null,2]
[null,3,null,null,null,{"$f":"IF(E27=$X$11,0,IF(E27=$X$14,D27,IF(E27=$X$13,D27*3600,D27*3600/100)))","v":0},null,0.9,0.9,1,null,0,0,null,3]
[null,4,null,null,null,0,null,0.9,0.9,1,null,0,0,null,4]
[null,5,null,null,null,0,null,0.9,0.9,1,null,0,0,null,5]
[null,6,null,null,null,0,null,0.9,0.9,1,null,0,0,null,6]
[null,7,null,null,null,0,null,0.9,0.9,1,null,0,0,null,7]
[null,8,null,null,null,0,null,0.9,0.9,1,null,0,0,null,8]
[null,9,null,null,null,0,null,0.9,0.9,1,null,0,0,null,9]
[null,10,null,null,null,0,null,0.9,0.9,1,null,0,0,null,10]
[]
[null,"【透水性舗装】","単位設計浸透能（ｍ3/ｈｒ/㎡）",null,null,null,"設置数量\n（㎡）","影響係数",null,null,null,null,null,null,"【透水性舗装】\n1m2あたり","体積\n（ｍ3）","空隙率\n（％）"]
[null,null,"比浸透量（㎡）","飽和透水係数",null,"飽和透水係数\n（m/hr）",null,"（1）","（2）","（3）"]
[null,null,null,null,null,null,null,"内容（１）","内容（２）","内容（３）"]
[null,1,null,null,null,{"$f":"IF(E39=$X$11,0,IF(E39=$X$14,D39,IF(E39=$X$13,D39*3600,D39*3600/100)))","v":0},null,0.9,0.9,0.1,null,{"$f":"$C39*$F39*$G39*$H39*$I39*$J39","v":0},{"$f":"$G39*($P39*Q39)","v":0},null,1]
[null,2,null,null,null,{"$f":"IF(E40=$X$11,0,IF(E40=$X$14,D40,IF(E40=$X$13,D40*3600,D40*3600/100)))","v":0},null,0.9,0.9,1,null,{"$f":"$C40*$F40*$G40*$H40*$I40*$J40","v":0},{"$f":"$G40*($P40*Q40)","v":0},null,2]
[null,3,null,null,null,{"$f":"IF(E41=$X$11,0,IF(E41=$X$14,D41,IF(E41=$X$13,D41*3600,D41*3600/100)))","v":0},null,0.9,0.9,1,null,0,{"$f":"$G41*($P41*Q41)","v":0},null,3]
[null,4,null,null,null,0,null,0.9,0.9,1,null,0,{"$f":"$G42*($P42*Q42)","v":0},null,4]
[null,5,null,null,null,0,null,0.9,0.9,1,null,0,{"$f":"$G43*($P43*Q43)","v":0},null,5]
[null,6,null,null,null,0,null,0.9,0.9,1,null,0,{"$f":"$G44*($P44*Q44)","v":0},null,6]
[null,7,null,null,null,0,null,0.9,0.9,1,null,0,{"$f":"$G45*($P45*Q45)","v":0},null,7]
[null,8,null,null,null,0,null,0.9,0.9,1,null,0,{"$f":"$G46*($P46*Q46)","v":0},null,8]
[null,9,null,null,null,0,null,0.9,0.9,1,null,0,{"$f":"$G47*($P47*Q47)","v":0},null,9]
[null,10,null,null,null,0,null,0.9,0.9,1,null,0,{"$f":"$G48*($P48*Q48)","v":0},null,10]
[]
[null,"【その他】","単位設計浸透能（ｍ3/ｈｒ/単位）",null,null,null,"設置数量\n（単位）","影響係数",null,null,null,null,null,null,"【その他】\n1単位あたり","体積\n（ｍ3）","空隙率\n（％）"]
[null,null,"比浸透量（㎡）","飽和透水係数",null,"飽和透水係数\n（m/hr）",null,"（1）","（2）","（3）"]
[null,null,null,null,null,null,null,"内容（１）","内容（２）","内容（３）"]
[null,1,null,null,null,{"$f":"IF(E53=$X$11,0,IF(E53=$X$14,D53,IF(E53=$X$13,D53*3600,D53*3600/100)))","v":0},null,0.9,0.9,null,null,{"$f":"$C53*$F53*$G53*$H53*$I53*$J53","v":0},{"$f":"$G53*($P53*Q53)","v":0},null,1]
[null,2,null,null,null,{"$f":"IF(E54=$X$11,0,IF(E54=$X$14,D54,IF(E54=$X$13,D54*3600,D54*3600/100)))","v":0},null,0.9,0.9,null,null,0,0,null,2]
[null,3,null,null,null,{"$f":"IF(E55=$X$11,0,IF(E55=$X$14,D55,IF(E55=$X$13,D55*3600,D55*3600/100)))","v":0},null,0.9,0.9,null,null,0,0,null,3]
[null,4,null,null,null,0,null,0.9,0.9,null,null,0,0,null,4]
[null,5,null,null,null,0,null,0.9,0.9,null,null,0,0,null,5]
[null,6,null,null,null,0,null,0.9,0.9,null,null,0,0,null,6]
[null,7,null,null,null,0,null,0.9,0.9,null,null,0,0,null,7]
[null,8,null,null,null,0,null,0.9,0.9,null,null,0,0,null,8]
[null,9,null,null,null,0,null,0.9,0.9,null,null,0,0,null,9]
[null,10,null,null,null,0,null,0.9,0.9,null,null,0,0,null,10]

{"sheet":"浸透施設能力（貯留浸透モデル_道路管理者用）","index":6,"n_rows":58,"n_cols":25,"rows_kept":58,"cut":false,"hidden":false,"merged":[[37,14,37,15],[38,13,39,13],[38,14,39,14],[38,15,39,15],[6,1,7,1],[6,8,6,9],[7,8,7,9],[15,1,15,2],[15,10,15,11],[8,1,9,1],[8,8,8,9],[9,8,9,9],[10,1,10,8],[11,1,11,3],[12,1,12,2],[12,10,12,11],[13,1,13,2],[1,9,1,10],[4,1,4,2],[5,1,5,2],[5,8,5,9],[2,0,2,8],[13,10,13,11],[14,1,14,2],[14,10,14,11],[16,1,16,2],[16,10,16,11],[17,1,17,2],[17,10,17,11],[18,1,18,2],[18,10,18,11],[27,1,27,2],[28,1,28,2],[21,1,21,8],[23,1,25,2],[23,7,25,7],[23,8,25,8],[26,1,26,2],[23,3,23,6],[24,4,25,5],[24,6,25,6],[23,20,25,20],[24,3,25,3],[24,9,25,9],[24,10,25,10],[23,18,25,18],[23,19,25,19],[23,12,25,12],[23,17,25,17],[23,9,23,10],[23,14,23,15],[24,13,25,13],[24,14,25,14],[24,15,25,15],[29,1,29,2],[30,1,30,2],[31,1,31,2],[38,3,39,3],[32,1,32,2],[33,1,33,2],[34,1,34,2],[35,1,35,2],[37,1,39,2],[37,3,37,6],[38,4,39,5],[38,6,39,6],[37,12,39,12],[52,8,52,9],[40,1,40,2],[41,1,41,2],[42,1,42,2],[43,1,43,2],[44,1,44,2],[45,1,45,2],[38,9,39,9],[38,10,39,10],[37,7,39,7],[37,8,39,8],[37,9,37,10],[53,1,53,2],[54,1,54,2],[46,1,46,2],[47,1,47,2],[48,1,48,2],[49,1,49,2],[52,1,52,2]]}
[]
["透水性舗装",null,null,null,null,null,null,null,null,"部分を入力して下さい"]
["【「道路路面雨水処理マニュアル(案)」に対応した計算シート】"]
[null,"基本諸元"]
[null,"設置数量(舗装面積) (m2)"]
[null,"飽和透水係数 （m/hr）",null,null,null,null,null,null,"上層路盤での貯留率(%)",null,{"$f":"M17","v":0}]
[null,"比浸透量算定\n定数　K=aH+b","a",null,null,null,null,null,"下層路盤での貯留率(%)",null,{"$f":"M18","v":0}]
[null,null,"b",null,null,null,null,null,"下層路盤厚(mm)",null,{"$f":"D18","v":0}]
[null,"目詰まり\n係数","C1",null,null,null,null,null,"下層路盤での貯留量(mm)",null,{"$f":"N18","v":0}]
[null,null,"C2",null,null,null,null,null,"貯留量の合計(mm)",null,{"$f":"N19","v":0}]
[]
[null,"貯留率と水拘束率"]
[null,null,null,"厚さ(mm)","空気間隙率\n(%)","空気間隙率との関係",null,"水拘束率\n(%)","水拘束量\n(mm)","貯留率\n(%)","貯留量\n(mm)",null,"STEP2での\n貯留率\n(%)","STEP2での\n貯留量\n(mm)"]
[null,"関係式",null,"a","b","b'",null,"c","a×c/100","d (=b+b')","a×d/100",null,"d-c","a×(d-c)/100"]
[null,"表層",null,null,null,null,null,null,{"$f":"D15*H15/100","v":0},{"$f":"E15+F15","v":0},{"$f":"D15*J15/100","v":0},null,{"$f":"J15-H15","v":0},{"$f":"D15*(J15-H15)/100","v":0}]
[null,"中間層・基層",null,null,null,null,null,null,{"$f":"D16*H16/100","v":0},{"$f":"E16+F16","v":0},{"$f":"D16*J16/100","v":0},null,{"$f":"J16-H16","v":0},{"$f":"D16*(J16-H16)/100","v":0}]
[null,"上層路盤",null,null,null,null,null,null,{"$f":"D17*H17/100","v":0},{"$f":"E17+F17","v":0},{"$f":"D17*J17/100","v":0},null,{"$f":"J17-H17","v":0},{"$f":"D17*(J17-H17)/100","v":0}]
[null,"下層路盤",null,null,null,null,null,null,{"$f":"D18*H18/100","v":0},{"$f":"E18+F18","v":0},{"$f":"D18*J18/100","v":0},null,{"$f":"J18-H18","v":0},{"$f":"D18*(J18-H18)/100","v":0}]
[null,"合計",null,{"$f":"SUM(D15:D18)","v":0},"-","-",null,"-",{"$f":"SUM(I15:I18)","v":0},"-",{"$f":"SUM(K15:K18)","v":0},null,"-",{"$f":"SUM(N15:N18)","v":0}]
[]
["浸透マス・トレンチ"]
[]
[null,"浸透能諸元",null,null,null,null,null,null,null,null,null,null,"空隙貯留諸元"]
[null,"【浸透マス】",null,"単位設計浸透能（ｍ3/ｈｒ/個）",null,null,null,"設置数量\n（個）","設計水頭\n(m)","影響係数",null,null,"【浸透マス】\n1個あたり","ます部","砕石部",null,null,"Σ","設計浸透量","平均設計水頭","設計空隙貯留量"]
[null,null,null,"比浸透量（㎡）","飽和透水係数",null,"飽和透水係数\n（m/hr）",null,null,"地下水位\n係数","目詰まり\n係数",null,null,"体積\n（ｍ3）","体積\n（ｍ3）","空隙率\n（％）"]
[null,null,null,null,null,null,null,null,null,null,null,null,null,null,null,null,"小計",null,null,null,null,null,null,null,"単位リスト"]
[null,1,null,null,null,"m/hr",0.122,null,null,1,1,null,1,null,null,null,null,{"$f":"D27*G27*H27*I27*J27*K27","v":0},{"$f":"D27*G27*H27*J27*K27","v":0},null,{"$f":"H27*(N27+O27*P27/100)","v":0},null,null,null,"単位"]
[null,2,null,null,null,"単位",{"$f":"IF(F28=Y28,\"0.00\",IF(F28=Y31,E28,IF(F28=Y30,E28/3600,E28/360000)))","v":0},null,null,1,1,null,2,null,null,null,null,{"$f":"D28*G28*H28*I28*J28*K28","v":0},{"$f":"D28*G28*H28*J28*K28","v":0},null,0,null,null,null,"cm/s"]
[null,3,null,null,null,"単位",0,null,null,1,1,null,3,null,null,null,null,0,0,null,0,null,null,null,"m/s"]
[null,4,null,null,null,"単位",0,null,null,1,1,null,4,null,null,null,null,0,0,null,0,null,null,null,"m/hr"]
[null,5,null,null,null,"単位",0,null,null,1,1,null,5,null,null,null,null,0,0,null,0]
[null,6,null,null,null,"単位",0,null,null,1,1,null,6,null,null,null,null,0,0,null,0]
[null,7,null,null,null,"単位",0,null,null,1,1,null,7,null,null,null,null,0,0,null,0]
[null,8,null,null,null,"単位",0,null,null,1,1,null,8,null,null,null,null,0,0,null,0]
[null,9,null,null,null,"単位",0,null,null,1,1,null,9,null,null,null,null,0,0,null,0]
[null,10,null,null,null,"単位",0,null,null,1,1,null,10,null,null,null,null,0,0,null,0]
[]
[null,"【浸透トレンチ】",null,"単位設計浸透能（ｍ3/ｈｒ/m）",null,null,null,"設置数量\n（ｍ）","設計水頭\n(m)","影響係数",null,null,"【浸透トレンチ】\n1mあたり","浸透管部","砕石部"]
[null,null,null,"比浸透量（㎡）","飽和透水係数",null,"飽和透水係数\n（m/hr）",null,null,"地下水位\n係数","目詰まり\n係数",null,null,"体積\n（ｍ3）","体積\n（ｍ3）","空隙率\n（％）"]
[]
[null,1,null,null,null,"m/hr",{"$f":"IF(F41=$X$11,0,IF(F41=$X$14,E41,IF(F41=$X$13,E41/3600,E41/360000)))","v":0},null,null,0.9,1,null,1,null,null,null,null,{"$f":"D41*G41*H41*I41*J41*K41","v":0},{"$f":"D41*G41*H41*J41*K41","v":0},null,{"$f":"H41*(N41+O41*P41/100)","v":0}]
[null,2,null,null,null,"単位",{"$f":"IF(F42=Y42,\"0\",IF(F42=Y45,E42,IF(F42=Y44,E42/3600,E42/360000)))","v":0},null,null,1,1,null,2,null,null,null,null,{"$f":"D42*G42*H42*I42*J42*K42","v":0},{"$f":"D42*G42*H42*J42*K42","v":0},null,0]
[null,3,null,null,null,"単位",0,null,null,1,1,null,3,null,null,null,null,0,0,null,0]
[null,4,null,null,null,"単位",0,null,null,1,1,null,4,null,null,null,null,0,0,null,0]
[null,5,null,null,null,"単位",0,null,null,1,1,null,5,null,null,null,null,0,0,null,0]
[null,6,null,null,null,"単位",0,null,null,1,1,null,6,null,null,null,null,0,0,null,0]
[null,7,null,null,null,"単位",0,null,null,1,1,null,7,null,null,null,null,0,0,null,0]
[null,8,null,null,null,"単位",0,null,null,1,1,null,8,null,null,null,null,0,0,null,0]
[null,9,null,null,null,"単位",0,null,null,1,1,null,9,null,null,null,null,0,0,null,0]
[null,10,null,null,null,"単位",0,null,null,1,1,null,10,null,null,null,null,0,0,null,0]
[]
[null,"統合諸元"]
[null,"設計浸透能(m3/hr)",null,{"$f":"S55","v":0}]
[null,"平均設計水頭(m)",null,{"$f":"IF(D53>0,+T55,0)","v":0}]
[null,"設計空隙貯留量(m3)",null,{"$f":"U55","v":0},null,null,null,null,null,null,null,null,null,null,null,null,"総合計",{"$f":"R57+R58","v":0},{"$f":"S57+S58","v":0},{"$f":"R55/S55","v":{"$error":"#DIV/0!"}},{"$f":"U57+U58","v":0}]
[]
[null,null,null,null,null,null,null,null,null,null,null,null,null,null,null,null,"マス",{"$f":"SUM(R27:R36)","v":0},{"$f":"SUM(S27:S36)","v":0},{"$f":"R57/S57","v":{"$error":"#DIV/0!"}},{"$f":"SUM(U27:U36)","v":0}]
[null,null,null,null,null,null,null,null,null,null,null,null,null,null,null,null,"トレンチ",{"$f":"SUM(R41:R50)","v":0},{"$f":"SUM(S41:S50)","v":0},{"$f":"R58/S58","v":{"$error":"#DIV/0!"}},{"$f":"SUM(U41:U50)","v":0}]

{"sheet":"比浸透量","index":7,"n_rows":34,"n_cols":29,"rows_kept":34,"cut":false,"hidden":false,"merged":[[23,5,23,6],[23,7,23,8],[30,1,32,1],[23,1,23,2],[26,1,26,2],[27,1,27,2],[29,1,29,2],[28,1,28,2],[25,1,25,2]]}
[5,null,null,null,null,null,null,null,null,null,null,null,null,null,null,null,null,null,null,null,null,null,null,null,null,null,null,null,1]
[]
[]
[null,null,"透水性舗装"]
[null,null,"浸透側溝および浸透トレンチ"]
[null,null,"円筒ます（側面および底面）"]
[null,null,"円筒ます（底面）"]
[null,null,"正方形ます（側面および底面）"]
[null,null,"正方形ます（底面）"]
[null,null,"矩形の桝"]
[]
[]
[null,null,"H：設計水頭(m)"]
[null,null,"W：施設幅(m)"]
[null,null,"D：施設直径(m)"]
[null,null,"L：施設延長(m)"]
[]
[null,null,"K：比浸透量",-0.28299999999999997]
[]
[]
[]
[]
[]
[null,"施設",null,"透水性舗装\n（浸透池）","浸透側溝\nおよび\n浸透トレンチ","円筒ます",null,"正方形ます",null,"矩形\nのます"]
[null,"浸透面",null,"底面","側面\nおよび\n底面","側面\nおよび\n底面","底面","側面\nおよび\n底面","底面","側面\nおよび\n底面"]
[null,"模式図"]
[null,"H：設計水頭（m）",1,{"$f":"$D13","v":0},{"$f":"$D13","v":0},{"$f":"$D13","v":0},{"$f":"$D13","v":0},{"$f":"$D13","v":0},0,0]
[null,"W：施設幅(m)",null,{"$f":"$D14","v":0},{"$f":"$D14","v":0},0,0,0,0,0]
[null,"D：施設直径",null,{"$f":"$D15","v":0},{"$f":"$D15","v":0},0,0,0,0,0]
[null,"L：施設延長(m)",null,{"$f":"$D16","v":0},{"$f":"$D16","v":0},0,0,0,0,0]
[null,"係数","a",1.4E-2,3.093,{"$f":"IF(F29<0.2,\"適用外\",IF(F29<=1,0.475*F29+0.945,IF(F29<=10,6.244*F29+2.853,\"適用外\")))","v":"適用外"},{"$f":"IF(G29<0.3,\"適用外\",IF(G29<=1,1.497*G29-0.1,IF(G29<=10,2.556*G29-2.052,\"適用外\")))","v":"適用外"},{"$f":"IF(H28<=1,0.12*H28+0.985,IF(H28<=10,-0.453*H28^2+8.289*H28+0.753,IF(H28<=80,0.747*H28+21.355,\"適用外\")))","v":0.98499999999999999},{"$f":"IF(I28<=1,1.676*I28-0.137,IF(I28<=10,-0.204*I28^2+3.166*I28-1.936,IF(I28<=80,1.265*I28-15.67,\"適用外\")))","v":-0.13700000000000001},{"$f":"3.297*J30+1.971*J28+4.663","v":4.6630000000000003}]
[null,null,"b",1.2869999999999999,{"$f":"1.34*E28+0.677","v":0.67700000000000005},{"$f":"IF(F29<0.2,\"適用外\",IF(F29<=1,6.07*F29+1.01,IF(F29<=10,0.93*F29^2+1.606*F29-0.773,\"適用外\")))","v":"適用外"},{"$f":"IF(G29<0.3,\"適用外\",IF(G29<=1,1.13*G29^2+0.638*G29-0.011,IF(G29<=10,0.924*G29^2+0.993*G29-0.087,\"適用外\")))","v":"適用外"},{"$f":"IF(H28<=1,7.837*H28+0.82,IF(H28<=10,1.458*H28^2+1.27*H28+0.362,IF(H28<=80,1.263*H28^2+4.295*H28-7.649,\"適用外\")))","v":0.82},{"$f":"IF(I28<=1,1.496*I28^2+I28*0.671-0.015,IF(I28<=10,1.345*I28^2+0.736*I28+0.251,IF(I28<=80,1.259*I28^2+2.336*I28-8.13,\"適用外\")))","v":-1.4999999999999999E-2},{"$f":"(1.401*J28+0.684)*J30+1.214*J28-0.834","v":-0.83399999999999996}]
[null,null,"c","-","-",{"$f":"IF(F29<0.2,\"適用外\",IF(F29<=1,2.57*F29-0.188,IF(F29<=10,\"-\",\"適用外\")))","v":"適用外"},{"$f":"IF(G28<=1,2.858*G28-0.283,IF(G28<80,\"-\",\"適用外\"))","v":-0.28299999999999997},{"$f":"IF(H28<=1,2.858*H28-0.283,IF(H28<=80,\"-\",\"適用外\"))","v":-0.28299999999999997},"-","-"]
[null,"比浸透量","K",{"$f":"IF(D27<=1.5,D31*D27+D32,\"適用外\")","v":1.2869999999999999},{"$f":"IF(AND(E27<=1.5,E28<=1.5),E31*E27+E32,\"適用外\")","v":0.67700000000000005},{"$f":"IF(F29<0.2,\"適用外\",IF(F29<=1,F31*F27^2+F32*F27+F33,IF(F29<=10,F31*F27+F32,\"適用外\")))","v":"適用外"},{"$f":"IF(G29<0.3,\"適用外\",IF(G29<10,G31*G29+G32,\"適用外\"))","v":"適用外"},{"$f":"IF(H28<=1,H31*H27^2+H32*H27+H33,IF(H28<=80,H31*H27+H32,\"適用外\"))","v":-0.28299999999999997},{"$f":"IF(I28<=80,I31*I27+I32,\"適用外\")","v":-1.4999999999999999E-2},{"$f":"IF(AND(J27<=1.5,J28<=4,J30<=200),J31*J27+J32,\"適用外\")","v":-0.83399999999999996}]

{"sheet":"02流出計算（QT-Sグラフ）","index":8,"n_rows":13,"n_cols":10,"rows_kept":13,"cut":false,"hidden":false,"merged":[[7,2,8,5],[12,2,14,5],[1,1,1,5],[1,7,1,23]]}
[]
[null,"流 出 計 算 条 件",null,null,null,null,null,"流 出 計 算 結 果"]
[]
[null,null,null,null,null,null,null,"時刻","浸透考慮前","浸透考慮後"]
[null,1,"浸透施設なし"]
[]
[null,null,"浸透施設あり"]
[null,null,"※「浸透施設能力」シートに浸透施設諸元を入力してください。"]
[]
[]
[null,null,"浸透施設あり"]
[null,null,"（貯留浸透モデル_道路管理者用）"]
[null,null,"※「浸透施設能力（貯留浸透モデル_道路管理者用）」シートに浸透施設諸元を入力してください。"]

{"sheet":"03-①調整池容量の概算","index":9,"n_rows":50,"n_cols":26,"rows_kept":50,"cut":false,"hidden":false,"merged":[[13,3,13,5],[8,8,8,11],[2,1,2,5],[4,4,5,4],[4,5,5,5],[8,4,9,4],[8,5,9,5]]}
["※①自然調節方式により調整地容量を概算する場合に入力してください"]
[]
[null,"入　力　条　件"]
[]
[null,null,"行為後ピーク流入量",null,{"$f":"MAX('02流出計算（QT-Sグラフ）'!$J$5:$J$149)","v":0},"m3/s"]
[null,null,"（浸透考慮後）"]
[]
[null,"調整池諸元"]
[null,null,"許容放流量",null,{"$f":"MAX('01流出計算（Q-Tグラフ）'!$I$5:$I$149)","v":0},"m3/s",null,null,"概　算　結　果"]
[null,null,"（行為前ピーク流入量）"]
[null,null,null,null,null,null,null,null,null,"必要容量",null,"m3/ha"]
[null,null,"調整池高",null,null,"m"]
[]
[null,"浸透施設条件",null,{"$f":"IF('02流出計算（QT-Sグラフ）'!$B$5=1,\"浸透施設なし\",IF('02流出計算（QT-Sグラフ）'!$B$5=2,\"浸透施設あり\",\"浸透施設あり（貯留浸透モデル_道路管理者用）\"))","v":"浸透施設なし"},null,null,{"$f":"'02流出計算（QT-Sグラフ）'!$B$5","v":1},null,null,"オリフィス径（円管、直径）",null,"m"]
[]
[]
[]
[]
[]
[]
[]
[]
[]
[]
[]
[]
[]
[]
[]
[]
[]
[]
[]
[]
[]
[]
[]
[]
[]
[]
[]
[]
[]
[]
[]
[]
[]
[]
[]
[null,null,null,null,null,null,null,null,null,null,null,null,null,null,null,null,null,null,null,null,null,null,null,null,null,"chou"]

{"sheet":"04-①調節計算（自然調節方式）","index":10,"n_rows":151,"n_cols":27,"rows_kept":151,"cut":false,"hidden":false,"merged":[[3,20,3,25],[24,15,24,16],[3,1,3,8],[5,12,6,12],[5,13,6,13],[8,12,9,12],[8,13,9,13],[3,10,3,13],[13,15,13,16],[10,15,11,18],[28,15,29,18],[1,1,1,13],[15,15,15,16],[17,15,17,16],[20,15,20,16],[22,15,22,16]]}
[]
[null,"入　力　条　件"]
[]
[null,"設 定 調 整 池 諸 元",null,null,null,null,null,null,null,null,"行 為 後 流 入 量",null,null,null,null,null,null,null,null,null,"計　算　結　果　（時　系　列）"]
[]
[null,"水深-容量",null,null,null,null,"放流口形状",null,null,null,"行為後ピーク流入量",null,{"$f":"MAX('02流出計算（QT-Sグラフ）'!$J$5:$J$149)","v":0},"m3/s",null,null,null,null,null,null,"時刻","行為後流入量","浸透考慮後流入量","許容放流量","調節後放流量","調整池水位"]
[null,"No","水深H（m）","容量V（m3）",null,null,"（口径）",null,null,null,"（浸透考慮後）",null,null,null,null,null,null,null,null,null,null,null,null,null,null,null,0]
[null,1,null,null,null,1,null,null,null,null,null,null,null,null,null,null,null,null,null,null,null,null,null,null,null,null,0.92788630441105235]
[null,2,null,null,null,null,"直径",null,"m",null,"許容放流量",null,{"$f":"MAX('01流出計算（Q-Tグラフ）'!$I$5:$I$149)","v":0},"m3/s",null,null,null,null,null,null,null,null,null,null,null,null,2.7185991892122727]
[null,3,null,null,null,null,null,null,null,null,"（行為前ピーク流入量）",null,null,null,null,null,null,null,null,null,null,null,null,null,null,null,4.3588527008972999]
[null,4,null,null,null,null,null,null,null,null,null,null,null,null,null,"計　算　結　果",null,null,null,null,null,null,null,null,null,null,5.8224705770731529]
[null,5,null,null,null,null,"高さ",null,"m",null,null,null,null,null,null,null,null,null,null,null,null,null,null,null,null,null,7.1411531300912747]
[null,6,null,null,null,null,"幅",null,"m",null,null,null,null,null,null,null,null,null,null,null,null,null,null,null,null,null,8.3161530146289131]
[null,7,null,null,null,null,null,null,null,null,null,null,null,null,null,"総合評価",null,null,null,null,null,null,null,null,null,null,9.3170144589715651]
[null,8,null,null,null,null,"（管底位置）",null,null,null,null,null,null,null,null,null,null,null,null,null,null,null,null,null,null,null,10.196792203186309]
[null,9,null,null,null,null,"池底高から",null,"m",null,null,null,null,null,null,"放流量評価",null,null,null,null,null,null,null,null,null,null,10.973810077847673]
[null,10,null,null,null,null,null,null,null,null,null,null,null,null,null,null,null,null,null,null,null,null,null,null,null,null,11.623831045175008]
[null,11,null,null,null,null,null,null,null,null,null,null,null,null,null,"池容量評価",null,null,null,null,null,null,null,null,null,null,12.192836053881685]
[null,12,null,null,null,null,null,null,null,null,null,null,null,null,null,null,null,null,null,null,null,null,null,null,null,null,12.69200628971659]
[null,13,null,null,null,null,null,null,null,null,null,null,null,null,null,null,null,null,null,null,null,null,null,null,null,null,13.136536637777319]
[null,14,null,null,null,null,null,null,null,null,null,null,null,null,null,"最大放流量",null,null,"m3/s",null,null,null,null,null,null,null,13.539469379030356]
[null,15,null,null,null,null,null,null,null,null,null,null,null,null,null,null,null,null,null,null,null,null,null,null,null,null,13.868013770137159]
[null,16,null,null,null,null,null,null,null,null,null,null,null,null,null,"池内最大水深",null,null,"m",null,null,null,null,null,null,null,14.167796634074035]
[null,17,null,null,null,null,null,null,null,null,null,null,null,null,null,null,null,null,null,null,null,null,null,null,null,null,14.445633839830364]
[null,18,null,null,null,null,null,null,null,null,null,null,null,null,null,"池内最大ボリューム",null,null,"m3",null,null,null,null,null,null,null,14.705663216047817]
[null,19,null,null,null,null,null,null,null,null,null,null,null,null,null,null,null,null,null,null,null,null,null,null,null,null,14.951254758739024]
[null,20,null,null,null,null,null,null,null,null,null,null,null,null,null,null,null,null,null,null,null,null,null,null,null,null,15.185032978755732]
[null,21,null,null,null,null,null,null,null,null,null,null,null,null,null,null,null,null,null,null,null,null,null,null,null,null,15.410533899933242]
[null,22,null,null,null,null,null,null,null,null,null,null,null,null,null,"許 可 申 請 図 書 の 作 成",null,null,null,null,null,null,null,null,null,null,15.624416153677547]
[null,23,null,null,null,null,null,null,null,null,null,null,null,null,null,null,null,null,null,null,null,null,null,null,null,null,15.82634080140414]
[null,24,null,null,null,null,null,null,null,null,null,null,null,null,null,null,null,null,null,null,null,null,null,null,null,null,16.018971283368234]
[null,25,null,null,null,null,null,null,null,null,null,null,null,null,null,null,null,null,null,null,null,null,null,null,null,null,16.210124292564078]
[null,26,null,null,null,null,null,null,null,null,null,null,null,null,null,null,null,null,null,null,null,null,null,null,null,null,16.399522892943303]
[null,27,null,null,null,null,null,null,null,null,null,null,null,null,null,null,null,null,null,null,null,null,null,null,null,null,16.61474109442705]
[null,28,null,null,null,null,null,null,null,null,null,null,null,null,null,null,null,null,null,null,null,null,null,null,null,null,16.816450649625629]
[null,29,null,null,null,null,null,null,null,null,null,null,null,null,null,null,null,null,null,null,null,null,null,null,null,null,17.015676337632904]
[null,30,null,null,null,null,null,null,null,null,null,null,null,null,null,null,null,null,null,null,null,null,null,null,null,null,17.243947843486524]
[null,31,null,null,null,null,null,null,null,null,null,null,null,null,null,null,null,null,null,null,null,null,null,null,null,null,17.453619084136154]
[null,32,null,null,null,null,null,null,null,null,null,null,null,null,null,null,null,null,null,null,null,null,null,null,null,null,17.655796340285796]
[null,33,null,null,null,null,null,null,null,null,null,null,null,null,null,null,null,null,null,null,null,null,null,null,null,null,17.889187799401348]
[null,34,null,null,null,null,null,null,null,null,null,null,null,null,null,null,null,null,null,null,null,null,null,null,null,null,18.137634143645791]
[null,35,null,null,null,null,null,null,null,null,null,null,null,null,null,null,null,null,null,null,null,null,null,null,null,null,18.400768720403384]
[null,36,null,null,null,null,null,null,null,null,null,null,null,null,null,null,null,null,null,null,null,null,null,null,null,null,18.68110609927805]
[null,37,null,null,null,null,null,null,null,null,null,null,null,null,null,null,null,null,null,null,null,null,null,null,null,null,18.966479312777082]
[null,38,null,null,null,null,null,null,null,null,null,null,null,null,null,null,null,null,null,null,null,null,null,null,null,null,19.256341735391249]
[null,39,null,null,null,null,null,null,null,null,null,null,null,null,null,null,null,null,null,null,null,null,null,null,null,null,19.550150947110019]
[null,40,null,null,null,null,null,null,null,null,null,null,null,null,null,null,null,null,null,null,null,null,null,null,null,null,19.847368637816615]
[null,41,null,null,null,null,null,null,null,null,null,null,null,null,null,null,null,null,null,null,null,null,null,null,null,null,20.150460515251687]
[null,42,null,null,null,null,null,null,null,null,null,null,null,null,null,null,null,null,null,null,null,null,null,null,null,null,20.4558962163619]
[null,43,null,null,null,null,null,null,null,null,null,null,null,null,null,null,null,null,null,null,null,null,null,null,null,null,20.792927829343665]
[null,44,null,null,null,null,null,null,null,null,null,null,null,null,null,null,null,null,null,null,null,null,null,null,null,null,21.151665415668038]
[null,45,null,null,null,null,null,null,null,null,null,null,null,null,null,null,null,null,null,null,null,null,null,null,null,null,21.528300031442758]
[null,46,null,null,null,null,null,null,null,null,null,null,null,null,null,null,null,null,null,null,null,null,null,null,null,null,21.954551664928896]
[null,47,null,null,null,null,null,null,null,null,null,null,null,null,null,null,null,null,null,null,null,null,null,null,null,null,22.385762051208012]
[null,48,null,null,null,null,null,null,null,null,null,null,null,null,null,null,null,null,null,null,null,null,null,null,null,null,22.817845209921416]
[null,49,null,null,null,null,null,null,null,null,null,null,null,null,null,null,null,null,null,null,null,null,null,null,null,null,23.313171177697097]
[null,50,null,null,null,null,null,null,null,null,null,null,null,null,null,null,null,null,null,null,null,null,null,null,null,null,23.86366313823666]
[null,null,null,null,null,null,null,null,null,null,null,null,null,null,null,null,null,null,null,null,null,null,null,null,null,null,24.418831411404845]
[null,null,null,null,null,null,null,null,null,null,null,null,null,null,null,null,null,null,null,null,null,null,null,null,null,null,25.002978485202149]
[null,null,null,null,null,null,null,null,null,null,null,null,null,null,null,null,null,null,null,null,null,null,null,null,null,null,25.645075092640582]
[null,null,null,null,null,null,null,null,null,null,null,null,null,null,null,null,null,null,null,null,null,null,null,null,null,null,26.327617209570107]
[null,null,null,null,null,null,null,null,null,null,null,null,null,null,null,null,null,null,null,null,null,null,null,null,null,null,27.074604893575838]
[null,null,null,null,null,null,null,null,null,null,null,null,null,null,null,null,null,null,null,null,null,null,null,null,null,null,27.898028647502958]
[null,null,null,null,null,null,null,null,null,null,null,null,null,null,null,null,null,null,null,null,null,null,null,null,null,null,28.809162156190965]
[null,null,null,null,null,null,null,null,null,null,null,null,null,null,null,null,null,null,null,null,null,null,null,null,null,null,29.815663368187739]
[null,null,null,null,null,null,null,null,null,null,null,null,null,null,null,null,null,null,null,null,null,null,null,null,null,null,30.88256797435508]
[null,null,null,null,null,null,null,null,null,null,null,null,null,null,null,null,null,null,null,null,null,null,null,null,null,null,32.056516538614908]
[null,null,null,null,null,null,null,null,null,null,null,null,null,null,null,null,null,null,null,null,null,null,null,null,null,null,33.407339847283396]
[null,null,null,null,null,null,null,null,null,null,null,null,null,null,null,null,null,null,null,null,null,null,null,null,null,null,34.943340849187614]
[null,null,null,null,null,null,null,null,null,null,null,null,null,null,null,null,null,null,null,null,null,null,null,null,null,null,36.696286341634924]
[null,null,null,null,null,null,null,null,null,null,null,null,null,null,null,null,null,null,null,null,null,null,null,null,null,null,38.71958760242353]
[null,null,null,null,null,null,null,null,null,null,null,null,null,null,null,null,null,null,null,null,null,null,null,null,null,null,41.083775789065307]
[null,null,null,null,null,null,null,null,null,null,null,null,null,null,null,null,null,null,null,null,null,null,null,null,null,null,43.92524741287508]
[null,null,null,null,null,null,null,null,null,null,null,null,null,null,null,null,null,null,null,null,null,null,null,null,null,null,47.449485139440419]
[null,null,null,null,null,null,null,null,null,null,null,null,null,null,null,null,null,null,null,null,null,null,null,null,null,null,51.945945535509011]
[null,null,null,null,null,null,null,null,null,null,null,null,null,null,null,null,null,null,null,null,null,null,null,null,null,null,57.908236304330813]
[null,null,null,null,null,null,null,null,null,null,null,null,null,null,null,null,null,null,null,null,null,null,null,null,null,null,66.430047079808944]
[null,null,null,null,null,null,null,null,null,null,null,null,null,null,null,null,null,null,null,null,null,null,null,null,null,null,81.920574581804544]
[null,null,null,null,null,null,null,null,null,null,null,null,null,null,null,null,null,null,null,null,null,null,null,null,null,null,124.02803528608393]
[null,null,null,null,null,null,null,null,null,null,null,null,null,null,null,null,null,null,null,null,null,null,null,null,null,null,167.94540116634286]
[null,null,null,null,null,null,null,null,null,null,null,null,null,null,null,null,null,null,null,null,null,null,null,null,null,null,180.29961340547032]
[null,null,null,null,null,null,null,null,null,null,null,null,null,null,null,null,null,null,null,null,null,null,null,null,null,null,176.03792102096537]
[null,null,null,null,null,null,null,null,null,null,null,null,null,null,null,null,null,null,null,null,null,null,null,null,null,null,165.19437457936843]
[null,null,null,null,null,null,null,null,null,null,null,null,null,null,null,null,null,null,null,null,null,null,null,null,null,null,151.46000658407476]
[null,null,null,null,null,null,null,null,null,null,null,null,null,null,null,null,null,null,null,null,null,null,null,null,null,null,136.65171750317248]
[null,null,null,null,null,null,null,null,null,null,null,null,null,null,null,null,null,null,null,null,null,null,null,null,null,null,121.80350287770895]
[null,null,null,null,null,null,null,null,null,null,null,null,null,null,null,null,null,null,null,null,null,null,null,null,null,null,107.54830463912924]
[null,null,null,null,null,null,null,null,null,null,null,null,null,null,null,null,null,null,null,null,null,null,null,null,null,null,93.727040850221499]
[null,null,null,null,null,null,null,null,null,null,null,null,null,null,null,null,null,null,null,null,null,null,null,null,null,null,80.036365520072664]
[null,null,null,null,null,null,null,null,null,null,null,null,null,null,null,null,null,null,null,null,null,null,null,null,null,null,67.473533475176026]
[null,null,null,null,null,null,null,null,null,null,null,null,null,null,null,null,null,null,null,null,null,null,null,null,null,null,57.737317673155864]
[null,null,null,null,null,null,null,null,null,null,null,null,null,null,null,null,null,null,null,null,null,null,null,null,null,null,50.942314102614866]
[null,null,null,null,null,null,null,null,null,null,null,null,null,null,null,null,null,null,null,null,null,null,null,null,null,null,45.964230194802887]
[null,null,null,null,null,null,null,null,null,null,null,null,null,null,null,null,null,null,null,null,null,null,null,null,null,null,42.182717204683541]
[null,null,null,null,null,null,null,null,null,null,null,null,null,null,null,null,null,null,null,null,null,null,null,null,null,null,39.231566787613886]
[null,null,null,null,null,null,null,null,null,null,null,null,null,null,null,null,null,null,null,null,null,null,null,null,null,null,36.866860364244943]
[null,null,null,null,null,null,null,null,null,null,null,null,null,null,null,null,null,null,null,null,null,null,null,null,null,null,34.926264316457519]
[null,null,null,null,null,null,null,null,null,null,null,null,null,null,null,null,null,null,null,null,null,null,null,null,null,null,33.296953964260759]
[null,null,null,null,null,null,null,null,null,null,null,null,null,null,null,null,null,null,null,null,null,null,null,null,null,null,31.919363555117503]
[null,null,null,null,null,null,null,null,null,null,null,null,null,null,null,null,null,null,null,null,null,null,null,null,null,null,30.720294595053637]
[null,null,null,null,null,null,null,null,null,null,null,null,null,null,null,null,null,null,null,null,null,null,null,null,null,null,29.641354579427531]
[null,null,null,null,null,null,null,null,null,null,null,null,null,null,null,null,null,null,null,null,null,null,null,null,null,null,28.682196523155952]
[null,null,null,null,null,null,null,null,null,null,null,null,null,null,null,null,null,null,null,null,null,null,null,null,null,null,27.805283325713496]
[null,null,null,null,null,null,null,null,null,null,null,null,null,null,null,null,null,null,null,null,null,null,null,null,null,null,26.984910603139216]
[null,null,null,null,null,null,null,null,null,null,null,null,null,null,null,null,null,null,null,null,null,null,null,null,null,null,26.27160896136089]
[null,null,null,null,null,null,null,null,null,null,null,null,null,null,null,null,null,null,null,null,null,null,null,null,null,null,25.636341329965141]
[null,null,null,null,null,null,null,null,null,null,null,null,null,null,null,null,null,null,null,null,null,null,null,null,null,null,25.025375679238422]
[null,null,null,null,null,null,null,null,null,null,null,null,null,null,null,null,null,null,null,null,null,null,null,null,null,null,24.462457838590318]
[null,null,null,null,null,null,null,null,null,null,null,null,null,null,null,null,null,null,null,null,null,null,null,null,null,null,23.935785076570795]
[null,null,null,null,null,null,null,null,null,null,null,null,null,null,null,null,null,null,null,null,null,null,null,null,null,null,23.433760328267358]
[null,null,null,null,null,null,null,null,null,null,null,null,null,null,null,null,null,null,null,null,null,null,null,null,null,null,22.984194419167562]
[null,null,null,null,null,null,null,null,null,null,null,null,null,null,null,null,null,null,null,null,null,null,null,null,null,null,22.537083873663512]
[null,null,null,null,null,null,null,null,null,null,null,null,null,null,null,null,null,null,null,null,null,null,null,null,null,null,22.091310625339815]
[null,null,null,null,null,null,null,null,null,null,null,null,null,null,null,null,null,null,null,null,null,null,null,null,null,null,21.684745661356498]
[null,null,null,null,null,null,null,null,null,null,null,null,null,null,null,null,null,null,null,null,null,null,null,null,null,null,21.306914151726076]
[null,null,null,null,null,null,null,null,null,null,null,null,null,null,null,null,null,null,null,null,null,null,null,null,null,null,20.947507228773596]
[null,null,null,null,null,null,null,null,null,null,null,null,null,null,null,null,null,null,null,null,null,null,null,null,null,null,20.602718757978479]
[null,null,null,null,null,null,null,null,null,null,null,null,null,null,null,null,null,null,null,null,null,null,null,null,null,null,20.265628689211582]
[null,null,null,null,null,null,null,null,null,null,null,null,null,null,null,null,null,null,null,null,null,null,null,null,null,null,19.965458531664478]
[null,null,null,null,null,null,null,null,null,null,null,null,null,null,null,null,null,null,null,null,null,null,null,null,null,null,19.698679854653051]
[null,null,null,null,null,null,null,null,null,null,null,null,null,null,null,null,null,null,null,null,null,null,null,null,null,null,19.425760341397673]
[null,null,null,null,null,null,null,null,null,null,null,null,null,null,null,null,null,null,null,null,null,null,null,null,null,null,19.144737633095506]
[null,null,null,null,null,null,null,null,null,null,null,null,null,null,null,null,null,null,null,null,null,null,null,null,null,null,18.889709070274328]
[null,null,null,null,null,null,null,null,null,null,null,null,null,null,null,null,null,null,null,null,null,null,null,null,null,null,18.652887707089548]
[null,null,null,null,null,null,null,null,null,null,null,null,null,null,null,null,null,null,null,null,null,null,null,null,null,null,18.402225085964215]
[null,null,null,null,null,null,null,null,null,null,null,null,null,null,null,null,null,null,null,null,null,null,null,null,null,null,18.176359662721808]
[null,null,null,null,null,null,null,null,null,null,null,null,null,null,null,null,null,null,null,null,null,null,null,null,null,null,17.963242347498539]
[null,null,null,null,null,null,null,null,null,null,null,null,null,null,null,null,null,null,null,null,null,null,null,null,null,null,17.723559187659102]
[null,null,null,null,null,null,null,null,null,null,null,null,null,null,null,null,null,null,null,null,null,null,null,null,null,null,17.495994302307562]
[null,null,null,null,null,null,null,null,null,null,null,null,null,null,null,null,null,null,null,null,null,null,null,null,null,null,17.283229846313493]
[null,null,null,null,null,null,null,null,null,null,null,null,null,null,null,null,null,null,null,null,null,null,null,null,null,null,17.084945973205375]
[null,null,null,null,null,null,null,null,null,null,null,null,null,null,null,null,null,null,null,null,null,null,null,null,null,null,16.889505927849122]
[null,null,null,null,null,null,null,null,null,null,null,null,null,null,null,null,null,null,null,null,null,null,null,null,null,null,16.69664003202163]
[null,null,null,null,null,null,null,null,null,null,null,null,null,null,null,null,null,null,null,null,null,null,null,null,null,null,16.513281899340463]
[null,null,null,null,null,null,null,null,null,null,null,null,null,null,null,null,null,null,null,null,null,null,null,null,null,null,16.335044522282473]
[null,null,null,null,null,null,null,null,null,null,null,null,null,null,null,null,null,null,null,null,null,null,null,null,null,null,16.193630762047153]
[null,null,null,null,null,null,null,null,null,null,null,null,null,null,null,null,null,null,null,null,null,null,null,null,null,null,16.045783771242995]
[null,null,null,null,null,null,null,null,null,null,null,null,null,null,null,null,null,null,null,null,null,null,null,null,null,null,15.891355851979474]
[null,null,null,null,null,null,null,null,null,null,null,null,null,null,null,null,null,null,null,null,null,null,null,null,null,null,15.730198630364328]
[null,null,null,null,null,null,null,null,null,null,null,null,null,null,null,null,null,null,null,null,null,null,null,null,null,null,15.566157201055713]
[null,null,null,null,null,null,null,null,null,null,null,null,null,null,null,null,null,null,null,null,null,null,null,null,null,null,15.434087655914777]
[null,null,null,null,null,null,null,null,null,null,null,null,null,null,null,null,null,null,null,null,null,null,null,null,null,null,15.293845382034103]
[null,null,null,null,null,null,null,null,null,null,null,null,null,null,null,null,null,null,null,null,null,null,null,null,null,null,15.149273359533082]
[null,null,null,null,null,null,null,null,null,null,null,null,null,null,null,null,null,null,null,null,null,null,null,null,null,null,15.036219689510837]
[null,null,null,null,null,null,null,null,null,null,null,null,null,null,null,null,null,null,null,null,null,null,null,null,null,null,14.911627778077298]
[null,null,null,null,null,null,null,null,null,null,null,null,null,null,null,null,null,null,null,null,null,null,null,null,null,null,14.771473972511682]
[null,null,null,null,null,null,null,null,null,null,null,null,null,null,null,null,null,null,null,null,null,null,null,null,null,null,14.658546771762843]
[null,null,null,null,null,null,null,null,null,null,null,null,null,null,null,null,null,null,null,null,null,null,null,null,null,null,14.533744771574685]
[null,null,null,null,null,null,null,null,null,null,null,null,null,null,null,null,null,null,null,null,null,null,null,null,null,null,14.396932173605082]
[null,null,null,null,null,null,null,null,null,null,null,null,null,null,null,null,null,null,null,null,null,null,null,null,null,null,14.287006678984072]
[null,null,null,null,null,null,null,null,null,null,null,null,null,null,null,null,null,null,null,null,null,null,null,null,null,null,14.164024570952396]

{"sheet":"04-②調節計算（2段）","index":11,"n_rows":57,"n_cols":26,"rows_kept":57,"cut":false,"hidden":false,"merged":[[14,10,15,11],[14,12,15,12],[14,13,15,13],[15,15,15,16],[8,10,9,11],[8,12,9,12],[8,13,9,13],[11,10,12,11],[11,12,12,12],[11,13,12,13],[13,15,13,16],[10,15,11,18],[1,1,1,13],[3,1,3,8],[3,10,3,13],[5,12,6,12],[5,13,6,13],[28,15,29,18],[3,20,3,25],[26,15,26,16],[17,15,17,16],[20,15,20,16],[22,15,22,16],[24,15,24,16]]}
[]
[null,"入　力　条　件"]
[]
[null,"設 定 調 整 池 諸 元",null,null,null,null,null,null,null,null,"行 為 後 流 入 量",null,null,null,null,null,null,null,null,null,"計　算　結　果　（時　系　列）"]
[]
[null,"水深-容量",null,null,null,null,"■上段オリフィス",null,null,null,"行為後ピーク流入量",null,{"$f":"MAX('02流出計算（QT-Sグラフ）'!$J$5:$J$149)","v":0},"m3/s",null,null,null,null,null,null,"時刻","行為後流入量","浸透考慮後流入量","許容放流量","調節後放流量","調整池水位"]
[null,"No","水深H（m）","容量V（m3）",null,null,"放流口形状",null,null,null,"（浸透考慮後）"]
[null,1,null,null,null,2,"（口径）"]
[null,2,null,null,null,null,null,null,null,null,"許容放流量（計）",null,{"$f":"MAX('01流出計算（Q-Tグラフ）'!$I$5:$I$149)","v":0},"m3/s"]
[null,3,null,null,null,null,"直径",null,"m"]
[null,4,null,null,null,null,null,null,null,null,null,null,null,null,null,"計　算　結　果"]
[null,5,null,null,null,null,null,null,null,null,"許容放流量（上段）",null,null,"m3/s"]
[null,6,null,null,null,null,"高さ",null,"m"]
[null,7,null,null,null,null,"幅",null,"m",null,null,null,null,null,null,"総合評価"]
[null,8,null,null,null,null,null,null,null,null,"許容放流量（下段）",null,{"$f":"M9-M12","v":0},"m3/s"]
[null,9,null,null,null,null,"（管底位置）",null,null,null,null,null,null,null,null,"放流量評価"]
[null,10,null,null,null,null,"池底高から",null,"m"]
[null,11,null,null,null,null,null,null,null,null,null,null,null,null,null,"池容量評価"]
[null,12,null,null,null,null,"■下段オリフィス"]
[null,13,null,null,null,null,"放流口形状"]
[null,14,null,null,null,null,"（口径）",null,null,null,null,null,null,null,null,"最大放流量（上段+下段）",null,null,"m3/s"]
[null,15,null,null,null,1]
[null,16,null,null,null,null,"直径",null,"m",null,null,null,null,null,null,"最大放流量（下段）",null,null,"m3/s"]
[null,17]
[null,18,null,null,null,null,null,null,null,null,null,null,null,null,null,"池内最大水深",null,null,"m"]
[null,19,null,null,null,null,"高さ",null,"m"]
[null,20,null,null,null,null,"幅",null,"m",null,null,null,null,null,null,"池内最大ボリューム",null,null,"m3"]
[null,21]
[null,22,null,null,null,null,"（管底位置）",null,null,null,null,null,null,null,null,"許 可 申 請 図 書 の 作 成"]
[null,23,null,null,null,null,"池底高から",null,"m"]
[null,24]
[null,25]
[null,26]
[null,27]
[null,28]
[null,29]
[null,30]
[null,31]
[null,32]
[null,33]
[null,34]
[null,35]
[null,36]
[null,37]
[null,38]
[null,39]
[null,40]
[null,41]
[null,42]
[null,43]
[null,44]
[null,45]
[null,46]
[null,47]
[null,48]
[null,49]
[null,50]

{"sheet":"04-③調節計算（ポンプ）","index":12,"n_rows":57,"n_cols":26,"rows_kept":57,"cut":false,"hidden":false,"merged":[[11,9,12,10],[11,11,12,11],[11,12,12,12],[14,9,15,10],[1,1,1,12],[3,9,3,12],[5,11,6,11],[5,12,6,12],[8,11,9,11],[8,12,9,12],[3,1,3,3],[3,5,3,7],[22,15,22,16],[28,15,29,18],[14,11,15,11],[3,20,3,25],[13,15,13,16],[15,15,15,16],[17,15,17,16],[14,12,15,12],[24,15,24,16],[10,15,11,18],[20,15,20,16]]}
[]
[null,"入　力　条　件"]
[]
[null,"設 定 調 整 池 諸 元",null,null,null,"放 流 ポ ン プ 諸 元",null,null,null,"行 為 後 流 入 量",null,null,null,null,null,null,null,null,null,null,"計　算　結　果　（時　系　列）"]
[]
[null,"水深-容量",null,null,null,"水深-ポンプ",null,null,null,"行為後ピーク流入量",null,{"$f":"MAX('02流出計算（QT-Sグラフ）'!$J$5:$J$149)","v":0},"m3/s",null,null,null,null,null,null,null,"時刻","行為後流入量","浸透考慮後流入量","許容放流量","調節後放流量","調整池水位"]
[null,"No","水深H（m）","容量V（m3）",null,"No","水深H（m）","ポンプ規模Q(m3/s)",null,"（浸透考慮後）"]
[null,1,null,null,null,1]
[null,2,null,null,null,2,null,null,null,"許容放流量",null,{"$f":"MAX('01流出計算（Q-Tグラフ）'!$I$5:$I$149)","v":0},"m3/s"]
[null,3,null,null,null,3,null,null,null,"（行為前ピーク流入量）"]
[null,4,null,null,null,4,null,null,null,null,null,null,null,null,null,"計　算　結　果"]
[null,5,null,null,null,5]
[null,6,null,null,null,6]
[null,7,null,null,null,7,null,null,null,null,null,null,null,null,null,"総合評価"]
[null,8,null,null,null,8]
[null,9,null,null,null,9,null,null,null,null,null,null,null,null,null,"放流量評価"]
[null,10,null,null,null,10]
[null,11,null,null,null,11,null,null,null,null,null,null,null,null,null,"池容量評価"]
[null,12,null,null,null,12]
[null,13,null,null,null,13]
[null,14,null,null,null,14,null,null,null,null,null,null,null,null,null,"最大放流量",null,null,"m3/s"]
[null,15,null,null,null,15]
[null,16,null,null,null,16,null,null,null,null,null,null,null,null,null,"池内最大水深",null,null,"m"]
[null,17,null,null,null,17]
[null,18,null,null,null,18,null,null,null,null,null,null,null,null,null,"池内最大ボリューム",null,null,"m3"]
[null,19,null,null,null,19]
[null,20,null,null,null,20]
[null,21,null,null,null,21]
[null,22,null,null,null,22,null,null,null,null,null,null,null,null,null,"許 可 申 請 図 書 の 作 成"]
[null,23,null,null,null,23]
[null,24,null,null,null,24]
[null,25,null,null,null,25]
[null,26,null,null,null,26]
[null,27,null,null,null,27]
[null,28,null,null,null,28]
[null,29,null,null,null,29]
[null,30,null,null,null,30]
[null,31,null,null,null,31]
[null,32,null,null,null,32]
[null,33,null,null,null,33]
[null,34,null,null,null,34]
[null,35,null,null,null,35]
[null,36,null,null,null,36]
[null,37,null,null,null,37]
[null,38,null,null,null,38]
[null,39,null,null,null,39]
[null,40,null,null,null,40]
[null,41,null,null,null,41]
[null,42,null,null,null,42]
[null,43,null,null,null,43]
[null,44,null,null,null,44]
[null,45,null,null,null,45]
[null,46,null,null,null,46]
[null,47,null,null,null,47]
[null,48,null,null,null,48]
[null,49,null,null,null,49]
[null,50,null,null,null,50]

{"sheet":"１．行為区域の概要","index":13,"n_rows":34,"n_cols":10,"rows_kept":34,"cut":false,"hidden":true,"merged":[[27,1,31,3],[33,1,33,4],[32,1,32,4],[7,1,7,3],[8,1,18,1],[8,2,18,3],[19,1,26,1],[19,2,20,3],[21,2,23,3],[24,2,26,3]]}
[]
["１．行為区域の概要　"]
[null,"（※位置及び行為前後の土地利用区分のわかる平面図を添付すること）"]
["行為区域位置",null,null,null,"○○市○○区○○町"]
["行為面積",null,null,null,0]
["行為前後の土地利用区分"]
[]
[null,"区分",null,null,"土地利用の形態の細区分","流出係数","行為前面積\n（ha）","行為後面積\n（ha）"]
[null,"宅地等に該当する土地","第１号関連",null,"宅地"]
[null,null,null,null,"池沼"]
[null,null,null,null,"水路"]
[null,null,null,null,"ため池"]
[null,null,null,null,"道路(法面を有しないもの）"]
[null,null,null,null,"道路（法面を有するもの）"]
[null,null,null,null,"鉄道線路（法面を有しないもの）"]
[null,null,null,null,"鉄道線路（法面を有するもの）"]
[null,null,null,null,"飛行場（法面を有しないもの）"]
[null,null,null,null,"飛行場（法面を有するもの）"]
[null,null,null,null,"太陽光パネル",null,null,null,{"$f":"$F19*$G19","v":0},{"$f":"$F19*$H19","v":0}]
[null,"宅地等以外の土地","第２号\n関　連",null,"不浸透性材料により舗装された土地\n（法面を除く）"]
[null,null,null,null,"不浸透性材料により覆われた法面"]
[null,null,"第３号関連",null,"ゴルフ場（雨水を排除するための排水施設を伴うものに限る）"]
[null,null,null,null,"運動場その他これに類する施設（雨水を排除するための排水施設を伴うものに限る）"]
[null,null,null,null,"ローラーその他これに類する建設機械を用いて締め固められた土地"]
[null,null,"上記第１号から\n第３号に掲げる\n土地以外の土地",null,"山地"]
[null,null,null,null,"人工的に造成され植生に覆われた法面"]
[null,null,null,null,"林地、耕地、原野その他ローラーその他これに類する建設機械を用いて締め固められていない土地"]
[null,"そ　　の　　他"]
[]
[]
[]
[]
[null,"面積計",null,null,null,null,{"$f":"SUM(G9:G32)","v":0},{"$f":"SUM(H9:H32)","v":0}]
[null,"平均流出係数",null,null,null,null,{"$f":"SUMPRODUCT($F$9:$F$32,G9:G32)/$G$33","v":{"$error":"#DIV/0!"}},{"$f":"SUMPRODUCT($F$9:$F$32,H9:H32)/$H$33","v":{"$error":"#DIV/0!"}}]

{"sheet":"２．使用降雨強度及びピーク流入量","index":14,"n_rows":46,"n_cols":13,"rows_kept":46,"cut":false,"hidden":true,"merged":[[3,4,3,5],[4,4,4,5]]}
[]
["２．使用降雨強度及びピーク流量"]
[]
["ピーク流入量（行為前）",null,null,null,null,null,"m3／s"]
["ピーク流入量（行為後）",null,null,null,null,null,"m3／s"]
[]
[]
["降雨強度の推移表　　年　　月　　日"]
[]
[null,"時","分","降雨量\n（mm/h）","時","分","降雨量\n（mm/h）","時","分","降雨量\n（mm/h）","時","分","降雨量\n（mm/h）"]
[null,0,"0－10",null,6,"0－10",null,12,"0－10",null,18,"0－10"]
[null,null,"10－20",null,null,"10－20",null,null,"10－20",null,null,"10－20"]
[null,null,"20－30",null,null,"20－30",null,null,"20－30",null,null,"20－30"]
[null,null,"30－40",null,null,"30－40",null,null,"30－40",null,null,"30－40"]
[null,null,"40－50",null,null,"40－50",null,null,"40－50",null,null,"40－50"]
[null,null,"50－60",null,null,"50－60",null,null,"50－60",null,null,"50－60"]
[null,1,"0－10",null,7,"0－10",null,13,"0－10",null,19,"0－10"]
[null,null,"10－20",null,null,"10－20",null,null,"10－20",null,null,"10－20"]
[null,null,"20－30",null,null,"20－30",null,null,"20－30",null,null,"20－30"]
[null,null,"30－40",null,null,"30－40",null,null,"30－40",null,null,"30－40"]
[null,null,"40－50",null,null,"40－50",null,null,"40－50",null,null,"40－50"]
[null,null,"50－60",null,null,"50－60",null,null,"50－60",null,null,"50－60"]
[null,2,"0－10",null,8,"0－10",null,14,"0－10",null,20,"0－10"]
[null,null,"10－20",null,null,"10－20",null,null,"10－20",null,null,"10－20"]
[null,null,"20－30",null,null,"20－30",null,null,"20－30",null,null,"20－30"]
[null,null,"30－40",null,null,"30－40",null,null,"30－40",null,null,"30－40"]
[null,null,"40－50",null,null,"40－50",null,null,"40－50",null,null,"40－50"]
[null,null,"50－60",null,null,"50－60",null,null,"50－60",null,null,"50－60"]
[null,3,"0－10",null,9,"0－10",null,15,"0－10",null,21,"0－10"]
[null,null,"10－20",null,null,"10－20",null,null,"10－20",null,null,"10－20"]
[null,null,"20－30",null,null,"20－30",null,null,"20－30",null,null,"20－30"]
[null,null,"30－40",null,null,"30－40",null,null,"30－40",null,null,"30－40"]
[null,null,"40－50",null,null,"40－50",null,null,"40－50",null,null,"40－50"]
[null,null,"50－60",null,null,"50－60",null,null,"50－60",null,null,"50－60"]
[null,4,"0－10",null,10,"0－10",null,16,"0－10",null,22,"0－10"]
[null,null,"10－20",null,null,"10－20",null,null,"10－20",null,null,"10－20"]
[null,null,"20－30",null,null,"20－30",null,null,"20－30",null,null,"20－30"]
[null,null,"30－40",null,null,"30－40",null,null,"30－40",null,null,"30－40"]
[null,null,"40－50",null,null,"40－50",null,null,"40－50",null,null,"40－50"]
[null,null,"50－60",null,null,"50－60",null,null,"50－60",null,null,"50－60"]
[null,5,"0－10",null,11,"0－10",null,17,"0－10",null,23,"0－10"]
[null,null,"10－20",null,null,"10－20",null,null,"10－20",null,null,"10－20"]
[null,null,"20－30",null,null,"20－30",null,null,"20－30",null,null,"20－30"]
[null,null,"30－40",null,null,"30－40",null,null,"30－40",null,null,"30－40"]
[null,null,"40－50",null,null,"40－50",null,null,"40－50",null,null,"40－50"]
[null,null,"50－60",null,null,"50－60",null,null,"50－60",null,null,"50－60"]

{"sheet":"３．流出抑制施設諸元 （一定量）","index":15,"n_rows":60,"n_cols":13,"rows_kept":60,"cut":false,"hidden":true,"merged":[[20,10,21,10],[20,11,21,11],[20,12,21,12],[5,11,5,12],[6,10,7,10],[6,11,7,11],[6,12,7,12],[19,11,19,12],[33,9,35,9],[33,10,35,10],[33,11,35,11],[34,2,35,2],[34,3,35,3],[33,5,33,7],[47,5,47,7],[47,9,49,9],[47,10,49,10],[47,11,49,11],[48,2,49,2],[48,3,49,3],[33,1,35,1],[33,2,33,3],[33,4,35,4],[47,1,49,1],[47,2,47,3],[47,4,49,4],[19,5,19,7],[19,9,21,9],[5,1,7,1],[5,2,5,3],[5,4,7,4],[5,5,5,7],[5,9,7,9],[6,2,7,2],[6,3,7,3],[19,1,21,1],[19,2,19,3],[19,4,21,4],[20,2,21,2],[20,3,21,3]]}
[]
["３．流出抑制施設諸元"]
[null,"浸透施設諸元",null,null,null,null,null,null,null,"空隙貯留量諸元"]
[null,"浸透能力",0,"m3/s",null,null,null,null,null,"空隙貯留量",0,"m3"]
[]
[null,"【浸透マス】","単位設計浸透能（ｍ3/ｈｒ/個）",null,"設置数量\n（個）","影響係数",null,null,null,"【浸透マス】\n1個あたり","ます部","砕石部"]
[null,null,"比浸透量（㎡）","飽和透水係数\n（m/hr）",null,"（1）","（2）","（3）",null,null,"体積\n（ｍ3）","体積\n（ｍ3）","空隙率\n（％）"]
[null,null,null,null,null,"内容（１）","内容（２）","内容（３）"]
[null,1,null,null,null,null,null,null,null,1]
[null,2,null,null,null,null,null,null,null,2]
[null,3,null,null,null,null,null,null,null,3]
[null,4,null,null,null,null,null,null,null,4]
[null,5,null,null,null,null,null,null,null,5]
[null,6,null,null,null,null,null,null,null,6]
[null,7,null,null,null,null,null,null,null,7]
[null,8,null,null,null,null,null,null,null,8]
[null,9,null,null,null,null,null,null,null,9]
[null,10,null,null,null,null,null,null,null,10]
[]
[null,"【浸透トレンチ】","単位設計浸透能（ｍ3/ｈｒ/m）",null,"設置数量\n（ｍ）","影響係数",null,null,null,"【浸透トレンチ】\n1mあたり","浸透管部","砕石部"]
[null,null,"比浸透量（㎡）","飽和透水係数\n（m/hr）",null,"（1）","（2）","（3）",null,null,"体積\n（ｍ3）","体積\n（ｍ3）","空隙率\n（％）"]
[null,null,null,null,null,"内容（１）","内容（２）","内容（３）"]
[null,1,null,null,null,null,null,null,null,1]
[null,2,null,null,null,null,null,null,null,2]
[null,3,null,null,null,null,null,null,null,3]
[null,4,null,null,null,null,null,null,null,4]
[null,5,null,null,null,null,null,null,null,5]
[null,6,null,null,null,null,null,null,null,6]
[null,7,null,null,null,null,null,null,null,7]
[null,8,null,null,null,null,null,null,null,8]
[null,9,null,null,null,null,null,null,null,9]
[null,10,null,null,null,null,null,null,null,10]
[]
[null,"【透水性舗装】","単位設計浸透能（ｍ3/ｈｒ/㎡）",null,"設置数量\n（㎡）","影響係数",null,null,null,"【透水性塗装】","体積\n（ｍ3）","空隙率\n（％）"]
[null,null,"比浸透量（㎡）","飽和透水係数\n（m/hr）",null,"（1）","（2）","（3）"]
[null,null,null,null,null,"内容（１）","内容（２）","内容（３）"]
[null,1,null,null,null,null,null,null,null,1]
[null,2,null,null,null,null,null,null,null,2]
[null,3,null,null,null,null,null,null,null,3]
[null,4,null,null,null,null,null,null,null,4]
[null,5,null,null,null,null,null,null,null,5]
[null,6,null,null,null,null,null,null,null,6]
[null,7,null,null,null,null,null,null,null,7]
[null,8,null,null,null,null,null,null,null,8]
[null,9,null,null,null,null,null,null,null,9]
[null,10,null,null,null,null,null,null,null,10]
[]
[null,"【その他】","単位設計浸透能（ｍ3/ｈｒ/単位）",null,"設置数量\n（単位）","影響係数",null,null,null,"【その他】","体積\n（ｍ3）","空隙率\n（％）"]
[null,null,"比浸透量（㎡）","飽和透水係数\n（m/hr）",null,"（1）","（2）","（3）"]
[null,null,null,null,null,"内容（１）","内容（２）","内容（３）"]
[null,1,null,null,null,null,null,null,null,1]
[null,2,null,null,null,null,null,null,null,2]
[null,3,null,null,null,null,null,null,null,3]
[null,4,null,null,null,null,null,null,null,4]
[null,5,null,null,null,null,null,null,null,5]
[null,6,null,null,null,null,null,null,null,6]
[null,7,null,null,null,null,null,null,null,7]
[null,8,null,null,null,null,null,null,null,8]
[null,9,null,null,null,null,null,null,null,9]
[null,10,null,null,null,null,null,null,null,10]

{"sheet":"３．流出抑制施設諸元 （浸透施設）","index":16,"n_rows":62,"n_cols":19,"rows_kept":62,"cut":false,"hidden":true,"merged":[[57,1,57,2],[58,1,58,2],[59,1,59,6],[50,1,50,2],[51,1,51,2],[52,1,52,2],[53,1,53,2],[56,1,56,2],[56,6,56,7],[49,1,49,2],[41,6,43,6],[41,7,41,8],[48,1,48,2],[41,12,41,13],[42,12,43,12],[42,13,43,13],[42,11,43,11],[42,7,43,7],[41,10,43,10],[44,1,44,2],[45,1,45,2],[46,1,46,2],[47,1,47,2],[42,8,43,8],[41,5,43,5],[33,1,33,2],[34,1,34,2],[35,1,35,2],[37,1,37,2],[38,1,38,2],[36,1,36,2],[39,1,39,2],[41,1,43,2],[41,3,41,4],[42,3,43,3],[42,4,43,4],[27,18,29,18],[28,3,29,3],[28,4,29,4],[28,7,29,7],[28,8,29,8],[27,16,29,16],[27,17,29,17],[27,10,29,10],[27,15,29,15],[27,7,27,8],[27,12,27,13],[28,11,29,11],[28,12,29,12],[28,13,29,13],[31,1,31,2],[32,1,32,2],[25,1,25,6],[27,1,29,2],[27,3,27,4],[27,5,29,5],[27,6,29,6],[30,1,30,2],[20,1,20,2],[20,9,20,10],[21,1,21,2],[21,9,21,10],[22,1,22,2],[22,9,22,10],[19,1,19,2],[19,9,19,10],[12,1,13,1],[12,6,12,7],[13,6,13,7],[14,1,14,6],[15,1,15,3],[16,1,16,2],[16,9,16,10],[17,1,17,2],[17,9,17,10],[18,1,18,2],[18,9,18,10],[10,1,11,1],[10,6,10,7],[11,6,11,7],[4,7,4,8],[6,1,6,6],[8,1,8,2],[9,1,9,2],[9,6,9,7]]}
[]
["３．流出抑制施設諸元"]
[]
[]
[]
["透水性舗装"]
[]
[null,"基本諸元"]
[null,"設置数量(舗装面積) (m2)"]
[null,"飽和透水係数 （m/hr）",null,null,null,null,"上層路盤での貯留率(%)",null,{"$f":"L21","v":0}]
[null,"比浸透量算定定数\nK=aH+b","a",null,null,null,"下層路盤での貯留率(%)",null,{"$f":"L22","v":0}]
[null,null,"b",null,null,null,"下層路盤厚(mm)",null,{"$f":"D22","v":0}]
[null,"目詰まり\n係数","C1",null,null,null,"下層路盤での貯留量(mm)",null,{"$f":"M22","v":0}]
[null,null,"C2",null,null,null,"貯留量の合計(mm)",null,{"$f":"M23","v":0}]
[]
[null,"貯留率と水拘束率"]
[null,null,null,"厚さ(mm)","空気間隙率\n(%)","空気間隙率との関係","水拘束率\n(%)","水拘束量\n(mm)","貯留率\n(%)","貯留量\n(mm)",null,"STEP2での\n貯留率\n(%)","STEP2での\n貯留量\n(mm)"]
[null,"関係式",null,"a","b","b'","c","a×c/100","d (=b+b')","a×d/100",null,"d-c","a×(d-c)/100"]
[null,"表層",null,null,null,null,null,{"$f":"D19*G19/100","v":0},{"$f":"E19+F19","v":0},{"$f":"D19*I19/100","v":0},null,{"$f":"I19-G19","v":0},{"$f":"D19*(I19-G19)/100","v":0}]
[null,"中間層・基層",null,null,null,null,null,{"$f":"D20*G20/100","v":0},{"$f":"E20+F20","v":0},{"$f":"D20*I20/100","v":0},null,{"$f":"I20-G20","v":0},{"$f":"D20*(I20-G20)/100","v":0}]
[null,"上層路盤",null,null,null,null,null,{"$f":"D21*G21/100","v":0},{"$f":"E21+F21","v":0},{"$f":"D21*I21/100","v":0},null,{"$f":"I21-G21","v":0},{"$f":"D21*(I21-G21)/100","v":0}]
[null,"下層路盤",null,null,null,null,null,{"$f":"D22*G22/100","v":0},{"$f":"E22+F22","v":0},{"$f":"D22*I22/100","v":0},null,{"$f":"I22-G22","v":0},{"$f":"D22*(I22-G22)/100","v":0}]
[null,"合計",null,{"$f":"SUM(D19:D22)","v":0},"-","-","-",{"$f":"SUM(H19:H22)","v":0},"-",{"$f":"SUM(J19:J22)","v":0},null,"-",{"$f":"SUM(M19:M22)","v":0}]
[]
["浸透マス・トレンチ"]
[]
[null,"浸透能諸元",null,null,null,null,null,null,null,null,"空隙貯留諸元"]
[null,"【浸透マス】",null,"単位設計浸透能（ｍ3/ｈｒ/個）",null,"設置数量\n（個）","設計水頭\n(m)","影響係数",null,null,"【浸透マス】\n1個あたり","ます部","砕石部",null,null,"Σ","設計浸透量","平均設計水頭","設計空隙貯留量"]
[null,null,null,"比浸透量（㎡）","飽和透水係数\n（m/hr）",null,null,"地下水位\n係数","目詰まり\n係数",null,null,"体積\n（ｍ3）","体積\n（ｍ3）","空隙率\n（％）"]
[null,null,null,null,null,null,null,null,null,null,null,null,null,null,"小計"]
[null,1,null,null,null,null,null,1,1,null,1,null,null,null,null,{"$f":"D31*E31*F31*G31*H31*I31","v":0},{"$f":"D31*E31*F31*H31*I31","v":0},null,{"$f":"L31*M31/100","v":0}]
[null,2,null,null,null,null,null,1,1,null,2,null,null,null,null,{"$f":"D32*E32*F32*G32*H32*I32","v":0},{"$f":"D32*E32*F32*H32*I32","v":0},null,0]
[null,3,null,null,null,null,null,1,1,null,3,null,null,null,null,0,0,null,0]
[null,4,null,null,null,null,null,1,1,null,4,null,null,null,null,0,0,null,0]
[null,5,null,null,null,null,null,1,1,null,5,null,null,null,null,0,0,null,0]
[null,6,null,null,null,null,null,1,1,null,6,null,null,null,null,0,0,null,0]
[null,7,null,null,null,null,null,1,1,null,7,null,null,null,null,0,0,null,0]
[null,8,null,null,null,null,null,1,1,null,8,null,null,null,null,0,0,null,0]
[null,9,null,null,null,null,null,1,1,null,9,null,null,null,null,0,0,null,0]
[null,10,null,null,null,null,null,1,1,null,10,null,null,null,null,0,0,null,0]
[]
[null,"【浸透トレンチ】",null,"単位設計浸透能（ｍ3/ｈｒ/m）",null,"設置数量\n（ｍ）","設計水頭\n(m)","影響係数",null,null,"【浸透トレンチ】\n1mあたり","浸透管部","砕石部"]
[null,null,null,"比浸透量（㎡）","飽和透水係数\n（m/hr）",null,null,"地下水位\n係数","目詰まり\n係数",null,null,"体積\n（ｍ3）","体積\n（ｍ3）","空隙率\n（％）"]
[]
[null,1,null,null,null,null,null,1,1,null,1,null,null,null,null,{"$f":"D45*E45*F45*G45*H45*I45","v":0},{"$f":"D45*E45*F45*H45*I45","v":0},null,{"$f":"L45*M45/100","v":0}]
[null,2,null,null,null,null,null,1,1,null,2,null,null,null,null,{"$f":"D46*E46*F46*G46*H46*I46","v":0},{"$f":"D46*E46*F46*H46*I46","v":0},null,0]
[null,3,null,null,null,null,null,1,1,null,3,null,null,null,null,0,0,null,0]
[null,4,null,null,null,null,null,1,1,null,4,null,null,null,null,0,0,null,0]
[null,5,null,null,null,null,null,1,1,null,5,null,null,null,null,0,0,null,0]
[null,6,null,null,null,null,null,1,1,null,6,null,null,null,null,0,0,null,0]
[null,7,null,null,null,null,null,1,1,null,7,null,null,null,null,0,0,null,0]
[null,8,null,null,null,null,null,1,1,null,8,null,null,null,null,0,0,null,0]
[null,9,null,null,null,null,null,1,1,null,9,null,null,null,null,0,0,null,0]
[null,10,null,null,null,null,null,1,1,null,10,null,null,null,null,0,0,null,0]
[]
[null,"統合諸元"]
[null,"設計浸透能(m3/hr)",null,{"$f":"Q59","v":0}]
[null,"平均設計水頭(m)",null,{"$f":"IF(D57>0,+R59,0)","v":0}]
[null,"設計空隙貯留量(m3)",null,{"$f":"S59","v":0},null,null,null,null,null,null,null,null,null,null,"総合計",{"$f":"P61+P62","v":0},{"$f":"Q61+Q62","v":0},{"$f":"P59/Q59","v":{"$error":"#DIV/0!"}},{"$f":"S61+S62","v":0}]
[]
[null,null,null,null,null,null,null,null,null,null,null,null,null,null,"マス",{"$f":"SUM(P31:P40)","v":0},{"$f":"SUM(Q31:Q40)","v":0},{"$f":"P61/Q61","v":{"$error":"#DIV/0!"}},{"$f":"SUM(S31:S40)","v":0}]
[null,null,null,null,null,null,null,null,null,null,null,null,null,null,"トレンチ",{"$f":"SUM(P45:P54)","v":0},{"$f":"SUM(Q45:Q54)","v":0},{"$f":"P62/Q62","v":{"$error":"#DIV/0!"}},{"$f":"SUM(S45:S54)","v":0}]

{"sheet":"３．流出抑制施設諸元（調整池諸元）","index":17,"n_rows":13,"n_cols":5,"rows_kept":13,"cut":false,"hidden":true,"merged":[[5,1,5,2],[6,1,9,1],[10,1,10,2]]}
[]
["３．流出抑制施設諸元"]
[null,"　（※流出抑制施設の配置位置（平面図）、構造諸元のわかる図面を添付すること）"]
[null,"調整池諸元"]
[null,"放流口径（2段オリフィスの場合は、上・下段の雨諸元を記載）"]
[null,null,null,"下段","上段（２段オリフィスの場合）"]
[null,"放流口形状","形状"]
[null,null,"直径"]
[null,null,"高さ"]
[null,null,"幅"]
[null,"管底位置（池底から）"]
[]
[null,"Ｈ","Ｖ"]

{"sheet":"３．流出抑制施設諸元（調整池諸元_ポンプ排水）","index":18,"n_rows":6,"n_cols":6,"rows_kept":6,"cut":false,"hidden":true,"merged":[]}
[]
["３．流出抑制施設諸元（ポンプ排水）"]
[null,"　（※流出抑制施設の配置位置（平面図）、構造諸元のわかる図面を添付すること）"]
[]
[null,"調整池諸元",null,null,"ポンプ諸元"]
[null,"Ｈ","Ｖ",null,"Ｈ","Q"]

{"sheet":"３．流出抑制施設諸元 （調節計算結果）","index":19,"n_rows":5,"n_cols":16,"rows_kept":5,"cut":false,"hidden":true,"merged":[]}
[]
["３．流出抑制施設諸元",null,null,null,null,null,null,null,null,null,"時刻","行為後流入量","浸透考慮後流入量","許容放流量","調節後放流量","調整池水位"]
["調節計算結果"]
[null,"最大流入量（行為後）",null,"m3/s"]
[null,"最大放流量",null,"m3/s","＜","許容放流量",null,"m3/s"]